## defDeviceType
DeviceType | Model | ModelEng | DescribeInChn | DescribeInEng | MaxValue | DeviceArea | IsSupportUpgrade | Version | Hardware | HardwareGroup | Firmware | IsSupportServer | SimpleConvetor
1 | HDL-MDH0610 | HDL-MDH0610(SB-WL-D0610) | 6路10A可调光场景控制器 | 6 channels 10A dimmable scene controller | 6 | 1 | FALSE |  | 1 |  |  | FALSE | 1 0 6
2 | HDL-MDH1210 | HDL-MDH1210(SB-WL-D1210) | 12路10A智能调光器(带负载状态反馈) | 12ch 10A Professional Intelligent Dimmer(with load status feedback) | 12 | 1 | FALSE |  | 1 |  |  | FALSE | 1 0 12
3 | HDL-MD2405A | SB-WL-D2405 | 24路5A智能调光器(带负载状态反馈) | 24ch 5A Professional Intelligent Dimmer(with load status feedback) | 24 | 1 | FALSE |  | 1 |  |  | FALSE | 1 0 24
4 | HDL-MD0620 | HDL-MDH0620(SB-WL-D0620) | 6路20A智能调光器 | 6ch 20A professional intelligent dimmer | 6 | 1 | FALSE |  | 1 |  |  | FALSE | 1 0 6
5 | HDL-MDH1210 | HDL-MDH1210(SB-WL-D1210) | 12路10A智能调光器 | 12ch 10A professional intelligent dimmer | 12 | 1 | FALSE |  | 1 |  |  | FALSE | 1 0 12
6 | HDL-MD2405 | SB-WL-D2405 | 24路5A智能调光器 | 24ch 5A professional intelligent dimmer | 24 | 1 | FALSE |  | 1 |  | Water lilies.jpg | FALSE | 1 0 24
7 | HDL-MDH1210 | HDL-MDH1210(SB-WL-D1210) | 12路10A高性能智能调光器 | 12ch 10A professional intelligent dimmer(with load status feedback) | 12 | 1 | FALSE | V2.0 | 1 |  |  | FALSE | 1 0 12
8 | HDL-MD0620A | HDL-MDH0620(SB-WL-D0620) | 6路20A智能调光器(带负载状态反馈) | 6ch 20A professional intelligent dimmerr(with load status feedback) | 6 | 1 | FALSE |  | 1 |  |  | FALSE | 1 0 6
9 | HDL-MDH0610 | HDL-MDH0610(SB-WL-D0610) | 6路10A高性能智能调光器(带负载状态反馈) | 6ch 10A professional intelligent dimmer(with load status feedback) | 6 | 1 | FALSE | V2.0 | 1 |  |  | FALSE | 1 0 6
10 | HDL-MDG512-DMX | HDL-MDG512-DMX | 512路表演控制器 & 转换器(20131028波兰率先使用添加) | 512 channels show controller & DMX gateway (20131028波兰率先使用添加) | 512 | 7 | FALSE |  | 7 |  | 359523.bmp | FALSE | 1 0 0
11 | HDL-MR1220 | SB-DN-R1220 | 12路20A智能继电器 | 12ch 20A professional intelligent relay | 12 | 6 | FALSE |  | 6 |  |  | FALSE | 1 1 12
12 | HDL-MR2420 | SB-DN-R2420 | 24路20A继电器 | 24 channels 20A relay | 24 | 6 | FALSE |  | 6 |  | d45d70e2f62e4856e7f20c95a1290404.jpg | FALSE | 1 1 24
13 | HDL-MC48IP | SB-DN-48BNET | 48路场景控制器主机(可扩展8个6路功率模块,带以太网接口,丁导轨安装) | 48 channels scene controller bus (up to 8 unit 6 channels power modules in which is extendible,standard t-shaped tunnel installation with Ethernet channels) | 48 | 1 | FALSE |  | 1 |  | Water lilies.jpg | FALSE | 1 0 48
14 | HDL-MC48IP | SB-DN-48BNET | 48路场景控制器主机(可扩展8个6路功率模块,丁导轨安装) | 48 channels scene controller bus (up to 8 unit 6 channel power modules in which is extendible,standard t-shaped tunnel installation) | 48 | 1 | FALSE |  | 1 |  |  | FALSE | 1 0 48
15 | HDL-MD0602 | SB-DN-D0602 | 6路2A智能调光器 | 6ch 2A intelligent dimming module | 6 | 1 | FALSE |  | 1 |  |  | FALSE | 1 0 6
16 | HDL-MC48IPDMX | SB-DN-48DMX | 48路场景控制器主机(带以太网接口,丁导轨安装,DMX输出) | 48 channels scene controller bus (standard t-shaped tunnel installation with Ethernet channels,with DMX) | 48 | 1 | FALSE |  | 1 |  |  | FALSE | 1 0 48
17 | HDL-MRDA06 | SB-DN-6B0-10v | 6路0-10V输出,可调光日光灯的场景控制器(自带场景功能) | 6 channels,0-10V output,dimmable scene controller of fluorescent lamp | 6 | 1 | FALSE |  | 1 |  | fruit.bmp | FALSE | 1 0 6
18 | HDL-MC48IP-DMX.231 | SB-DN-48DMX | 48路场景控制器主机(带丁导轨安装,DMX输出) | 48 channels scene controller bus (standard t-shaped tunnel installation with DMX) | 48 | 1 | FALSE | V4.0 | 1 |  |  | FALSE | 1 0 48
19 | HDL-MR1210 | SB-DN-R1210 | 12路10A继电器 | 12 channels 10A relay | 12 | 6 | FALSE |  | 6 |  |  | FALSE | 1 1 12
20 | HDL-MD240-DMX | SB-DN-240DMX | 240路表演控制器 | 240 channels show controller | 240 | 7 | FALSE |  | 7 |  |  | FALSE | 1 0 240
21 | HDL-MD512-DMX.232 | HDL-MD512-DMX.232(SB-DN-512DMX) | 512路表演控制器 | 512 channels show controller | 512 | 7 | FALSE | V2.0 | 7 |  | 359523.bmp | FALSE | 0 0 0
22 | HDL-MR1205 | SB-DN-R1205 | 12路5A继电器 | 12 channels 5A relay | 12 | 6 | FALSE |  | 6 |  |  | FALSE | 1 1 12
23 | HDL-MR0810.232 | SB-DN-R0810 | 8路10智能继电器 | 8ch 10A intelligent relay module | 8 | 6 | FALSE |  | 6 |  | 121384428_11n.jpg | FALSE | 1 1 8
24 | HDL-MD512-DMX.232 | HDL-MD512-DMX.232(SB-DN-512DMX) | 512路表演控制器(20111226添加) | 512 channels show controller(20111226添加) | 512 | 7 | FALSE | V2.0 | 7 |  | 359523.bmp | FALSE | 1 0 0
25 | HDL-MD0403 | SB-DN-D0403 | 4路3A智能调光器 | 4ch 3A intelligent dimming module | 4 | 1 | FALSE |  | 1 |  |  | FALSE | 1 0 4
26 | HDL-MDH2405 | SB-WL-D2405 | 24路5A高性能智能调光器 | 24ch 5A professional intelligent dimmer | 24 | 1 | FALSE | V2.0 | 1 |  |  | FALSE | 1 0 24
27 | HDL-MDH0620 | HDL-MDH0620(SB-WL-D0620) | 6路20A高性能智能调光器 | 6ch 20A professional intelligent dimmer | 6 | 1 | FALSE | V2.0 | 1 |  |  | FALSE | 1 0 6
28 | HDL-MD0304 | SB-DN-D0304 | 3路4A可调光场景控制器 | 3 channels 4A dimmable scene controller | 3 | 1 | FALSE |  | 1 |  |  | FALSE | 1 0 3
29 | HDL-BN-VRV | HDL-BN-VRV | Bacnet空调控制网关(201212郭晓宁肯尼亚)(网络空调模块控制主机(20090805胡振成) | Bacnet aircon gateway | 0 | 1 | FALSE |  | 1 |  | Water lilies.jpg | FALSE | 0 0 0
30 | HDL-MC48IP | SB-DN-48BNET | 48路场景控制器主机(可扩展多个N路功率模块,带以太网接口,丁导轨安装) | 48 channels scene controller bus (up to 8 unit 6 channels power modules in which is extendible,standard t-shaped tunnel installation with Ethernet channels) | 48 | 1 | FALSE |  | 1 |  | Water lilies.jpg | FALSE | 1 0 48
31 | HDL-MC48IP.231 | SB-DN-48BNET | 48路场景控制器主机(可扩展多个N路功率模块,带以太网接口,丁导轨安装)(20090707) | 48 channels scene controller bus (up to 8 unit 6 channels power modules in which is extendible,standard t-shaped tunnel installation with Ethernet channels) | 48 | 1 | FALSE |  | 1 |  | Water lilies.jpg | FALSE | 1 0 48
32 | HDL-MC48IPDMX.231 | SB-DN-48DMX | 48路DMX表演控制器(带以太网接口,丁导轨安装,DMX输出)(20090707) | 48 channels scene controller bus (standard t-shaped tunnel installation with Ethernet channels,with DMX) | 48 | 1 | FALSE |  | 1 |  |  | FALSE | 1 0 48
33 | HDL-MGPRS.232 | SB-DN-SMS-IP | GPRS模块-只适用于V2.3以上的版本(20100721 new add) | GPRS module-Only apply to V2.3 and above | 99 | 33 | FALSE | V3.0 |  |  | 2010-12-31_17-58-24_60.jpg | FALSE | 0 0 0
34 | HDL-MHC48IP.231 | SB-DN-48HNET | 酒店客房控制主机(20100908酒店主机胡振成) | Hotel room control host module | 48 | 1 | FALSE |  | 1 |  |  | FALSE | 1 0 48
35 | HDL-MRDA04 | SB-DN-6B0-10v | 4路0-10V输出,可调光日光灯的场景控制器(自带场景功能) | 4 channels,0-10V output,dimmable scene controller of fluorescent lamp | 4 | 1 | FALSE |  | 1 |  | fruit.bmp | FALSE | 1 0 4
36 | HDL-MRDA0610.432 | HDL-MRDA0610.432 | 6路0-10V输出,可调光日光灯的场景控制器(自带场景功能17的基础上，0-10v直接是内部输出20120521) | 6 channels,0-10V output,dimmable scene controller of fluorescent lamp | 6 | 1 | FALSE | V4.3 - V4.6 | 00836C | HW00010 | fruit.bmp | FALSE | 1 0 6
37 | HDL-MRDA02 | SB-DN-2B0-10v | 2路0-10V输出,可调光日光灯的场景控制器(20130104郭晓宁添加) | 2 channels,0-10V output,dimmable scene controller of fluorescent lamp | 2 | 1 | FALSE |  | 00836C | D01 | fruit.bmp | FALSE | 1 0 2
38 | HDL-MGSM.431 | HDL-MGSM.431 | GPRS模块II(20130507New Dicky) | SMS module II | 99 | 33 | FALSE | V4.0 - V4.02 | 00933B | SMS1 | 2010-12-31_17-58-24_60.jpg | FALSE | 1 0 48
39 | HDL-MC48IPDMX.231 | SB-DN-48DMX | 48路DMX表演控制器(带以太网接口,丁导轨安装,DMX输出20130627新增自定义调光曲线) | 48 channels scene controller bus (standard t-shaped tunnel installation with Ethernet channels,with DMX) | 48 | 1 | FALSE | V4.0 - V4.01 | 1 |  |  | FALSE | 1 0 48
40 | HDL-MC48-DALI | SB-DN-DALI48 | 48路DALI控制器 | 48 channels DALI controller | 48 | 23 | FALSE |  | 23 |  |  | FALSE | 1 0 48
41 | HDL-MC48-DALI | SB-DN-DALI48 | 48路DALI控制器(20110926改了壳改版加场景调光 指示灯) | 48 channels DALI controller | 48 | 23 | FALSE |  | 23 |  |  | FALSE | 1 0 48
42 | HDL-MC64-DALI | SB-DN-DALI64 | 64路DALI控制器(20120330新版上面加64路) | 64 channels DALI controller | 64 | 23 | FALSE |  | 23 |  |  | FALSE | 1 0 64
43 | HDL-MC64-DALI | HDL-MC64-DALI | 64路DALI控制器(20130102新的PCB板) | 64 channels DALI controller | 64 | 23 | FALSE |  | 23 | HW00012 |  | FALSE | 1 0 64
44 | HDL-MD0610.4D | HDL-MD0610.4D | 6路10A高性能可控硅智能调光器(2013 12 16 郭晓宁新增调光曲线) | 6ch 10A professional intelligent dimmer(2013郭晓宁新版修改增加调光曲线去掉消防设置) | 6 | 1 | FALSE |  | 1 |  |  | FALSE | 1 0 6
45 | HDL-MD1210.4D | HDL-MD1210.4D | 12路10A高性能可控硅智能调光器(2013 12 16 郭晓宁新增调光曲线) | 12ch 10A professional intelligent dimmer(2013郭晓宁新版修改增加调光曲线去掉消防设置) | 12 | 1 | FALSE |  | 1 |  |  | FALSE | 1 0 12
46 | HDL-MRDA06 | SB-DN-6B0-10v | 6路0-10V输出,可调光日光灯的场景控制器(自带场景功能2014 02 25 郭晓宁输出电压取反设置特殊版本) | 6 channels,0-10V output,dimmable scene controller of fluorescent lamp | 6 | 1 | FALSE |  | 2 |  | Blue hills.jpg | FALSE | 1 0 6
47 | HDL-MC48IP-DMX.431 | HDL-MC48IP-DMX.431 | 48路DMX表演控制器(带以太网接口,丁导轨安装,DMX输出20130627新增自定义调光曲线原来功能不变下增加虚拟灯具控制逻辑灯控制) | 48 channels scene controller bus (standard t-shaped tunnel installation with Ethernet channels,with DMX) | 48 | 1 | FALSE | V4.0 - V4.01 |  | HW00022 |  | FALSE | 1 0 48
48 | HDL-MPL4.38-FH | SB-DLP | 3 代四按键多功能面板音乐可选 闹钟 抽湿 地热(20110718女子学院专用) | DLP panel with AC music clock floor heating(20101228加地热) | 4 | 2 | FALSE |  | 2 |  |  | FALSE | 4 1 16
49 | HDL-MPL4.28 | SB-DLP | 4按键多功能面板(2011 06 23 女子学院用临时版本) | panel with AC 2 | 4 | 2 | FALSE |  | 2 |  |  | FALSE | 4 1 16
50 | HDL-MP8RM | SB-WS8 | 8按键多功能墙面板(带红外遥控) | 8 button multi-functional panel (with infrared control) | 8 | 2 | FALSE |  | 2 |  |  | FALSE | 4 1 8
51 | HDL-MP8M | SB-WS8 | 8按键多功能墙面板 | 8 button multi-functional panel | 8 | 2 | FALSE |  | 2 |  |  | FALSE | 4 1 8
52 | HDL-MP4RM | SB-WS4 | 4按键多功能墙面板(带红外遥控) | 4 button multi-functional panel (with infrared control) | 4 | 2 | FALSE |  | 2 |  |  | FALSE | 4 1 4
53 | HDL-MP4M | SB-WS4 | 4按键多功能墙面板 | 4 button multi-functional panel | 4 | 2 | FALSE |  | 2 |  |  | FALSE | 4 1 4
54 | HDL-MP6R | SB-WS6 | 6按键场景开关墙面板(带红外遥控、场景亮度临时调整) | 6 button scene panel (with infrared control, scene intensity temporary adjustable) | 6 | 2 | FALSE |  | 2 |  |  | FALSE | 4 1 6
55 | HDL-MP6 | SB-WS6 | 6按键场景开关墙面板(不带红外遥控,带场景亮度临时调整) | 6 button scene panel (without infrared control, with scene intensity temporary adjustable) | 6 | 2 | FALSE |  | 2 |  |  | FALSE | 4 1 6
56 | HDL-MP2R | SB-WS2 | 2按键场景开关墙面板(带红外遥控、场景亮度临时调整) | 2 button scene panel (with infrared control, scene intensity temporary adjustable) | 2 | 2 | FALSE |  | 2 |  |  | FALSE | 4 1 2
57 | HDL-MP2 | SB-WS2 | 2按键场景开关墙面板(不带红外遥控,带场景亮度临时调整) | 2 button scene panel (without infrared control, with scene intensity temporary adjustable) | 2 | 2 | FALSE |  | 2 |  |  | FALSE | 4 1 2
58 | HDL-MP2RM-AS | SB-WS2 | 2按键多功能墙面板(带红外遥控)(小按键) | 2 button multi-functional panel (with infrared control) | 2 | 2 | FALSE |  | 22 |  |  | FALSE | 4 1 2
59 | HDL-MWH6 | SB-MWH6 | 无线接收器(20090925newest) | Wireless receiver | 8 | 22 | FALSE |  | 2 |  | Winter.jpg | FALSE | 0 0 0
60 | HDL-MP8RM | SB-WS8 | 8按键多功能墙面板(带红外遥控) | 8 button multi-functional panel (with infrared control) | 8 | 2 | FALSE |  | 2 |  |  | FALSE | 4 1 8
61 | HDL-MP4RM | SB-WS4 | 4按键多功能墙面板(带红外遥控) | 4 button multi-functional panel (with infrared control) | 4 | 2 | FALSE |  | 22 |  |  | FALSE | 4 1 4
62 | HDL-MWH6 | SB-MWH6 | 无线接收器 | Wireless receiver | 8 | 22 | FALSE |  | 2 |  |  | FALSE | 0 0 0
63 | HDL-MP4RM | SB-WS4 | 4按键多功能墙面板(带红外遥控) | 4 button multi-functional panel (with infrared control) | 4 | 2 | FALSE |  | 2 |  |  | FALSE | 4 1 4
64 | HDL-MP6RM-A | SB-WS6 | 6按键多功能墙面板(带红外遥控) | 6 button multi-functional panel (with infrared control) | 6 | 2 | FALSE |  | 2 |  |  | FALSE | 4 1 6
65 | HDL-MP6RM-AD | SB-WS6 | 5按键多功能墙面板(带红外遥控)带调节键 | 5 button multi-functional panel (with infrared control) | 5 | 2 | FALSE |  | 2 |  |  | FALSE | 4 1 4
66 | HDL-MP4RM-A | SB-WS4 | 4按键多功能墙面板(带红外遥控) | 4 button multi-functional panel (with infrared control) | 4 | 2 | FALSE |  | 2 |  |  | FALSE | 4 1 4
67 | HDL-MP4RM-AD | SB-WS4 | 3按键多功能墙面板(带红外遥控)带调节键 | 3 button multi-functional panel (with infrared control) | 3 | 2 | FALSE |  | 2 |  |  | FALSE | 4 1 4
68 | HDL-MP2RM-A | SB-WS2 | 2按键多功能墙面板(带红外遥控) | 2 button multi-functional panel (with infrared control) | 2 | 2 | FALSE |  | 2 |  |  | FALSE | 4 1 2
69 | HDL-MP2RM-AD | SB-WS1 | 1按键多功能墙面板(带红外遥控)带调节键 | 1 button multi-functional panel (with infrared control) | 1 | 2 | FALSE |  | 20 |  | 32261.bmp | FALSE | 4 1 1
70 | HDL-MSR02.20 | SB-2RM-Part | 房间分割(两个房间) | Room partition | 0 | 20 | FALSE |  | 2 |  |  | FALSE | 0 0 0
71 | HDL-MP3RM-A | SB-WS3 | 3按键多功能墙面板(带红外遥控) | 3 button multi-functional panel (with infrared control) | 3 | 2 | FALSE |  | 2 |  |  | FALSE | 4 1 3
72 | HDL-MP3RM-AD | SB-WS3 | 2按键多功能墙面板(带红外遥控)带调节键 | 2 button multi-functional panel (with infrared control) | 2 | 2 | FALSE |  | 2 |  |  | FALSE | 4 1 2
73 | HDL-MP1RM-A | SB-WS1 | 1按键多功能墙面板(带红外遥控) | 1 button multi-functional panel (with infrared control) | 1 | 2 | FALSE |  | 2 |  |  | FALSE | 4 1 1
74 | HDL-MP4RM-L | SB-WS4 | 4按键多功能墙面板(带红外遥控,四页,空调) | 4 button multi-functional panel (with infrared control) | 4 | 2 | FALSE |  | 2 |  |  | FALSE | 4 1 4
75 | HDL-MP4RML-A | SB-WS4 | 4按键多功能墙面板(带红外遥控,四页,空调) | 4 button multi-functional panel (with infrared control) | 4 | 2 | FALSE |  | 2 |  |  | FALSE | 4 1 4
76 | HDL-MP6RM-BD | SB-WS6 | 5按键多功能墙面板(带红外遥控)带调节键 | 5 button multi-functional panel (with infrared control) | 5 | 2 | FALSE |  | 2 |  |  | FALSE | 4 1 5
77 | HDL-MP4RML-A | SB-WS4 | 4按键多功能墙面板(带红外遥控,四页,空调) | 4 button multi-functional panel (with infrared control) | 4 | 2 | FALSE |  | 2 |  | heat.bmp | FALSE | 4 1 4
78 | HDL-MLAC | SB-AC-Edge | 空调控制墙面板(20081017) | Panel with AC controller | 4 | 2 | FALSE |  | 2 |  | 160.jpg | FALSE | 7 3 1
79 | HDL-MPL4.28 | SB-DLP | 温度可调,NUVO的四按键多功能面板(20081112温度范围可读) | DLP panel with AC and NUVO 2 | 4 | 2 | FALSE |  | 8 |  |  | FALSE | 4 1 16
80 | HDL-MS01R | SB-MS01R | 动静传感器 | Motion sensor | 0 | 8 | FALSE |  | 15 |  | Water lilies.jpg | FALSE | 0 0 0
81 | HDL-MS01L | SB-MS01L | 线性传感器 | Linear sensor | 0 | 15 | FALSE |  | 2 |  |  | FALSE | 0 0 0
82 | HDL-MPL4.28 | SB-DLP | 四按键多功能面板 闹钟(20090618闹钟功能) | panel with AC and clock(20090618 clock function) | 4 | 2 | FALSE |  | 2 |  | heat.bmp | FALSE | 4 1 16
83 | HDL-MLAC.28 | SB-AC-Edge | 酒店客房空调控制面板(20090911) | Hotel panel only with AC Voice on/off | 4 | 2 | FALSE |  | 2 |  |  | FALSE | 7 3 1
84 | HDL-MPL4.28 | SB-DLP | 四按键多功能面板(20091204兼容键分开-点动) | Panel with AC 2 | 4 | 2 | FALSE |  | 2 |  | heat.bmp | FALSE | 4 1 16
85 | HDL-MLAC.28 | SB-AC-Edge | 酒店客房空调控制面板(21121130在83基础上专给胡振成做的，空调页面中显示空调号和空调类型) | Hotel panel only with AC Voice on/off | 4 | 2 | FALSE |  | 2 |  |  | FALSE | 7 3 1
86 | HDL-MPL4.38 | SB-DLP | 3 代四按键多功能面板音乐 闹钟 抽湿(20100317闹钟基础上增加音乐功能) | DLP panel audio clock 3(20090618 clock function) | 4 | 2 | FALSE |  | 2 |  |  | FALSE | 4 1 16
87 | HDL-MPL4.38 | SB-DLP | 3 代四按键多功能面板音乐 闹钟 抽湿 菜单(20100705闹钟基础上增加音乐功能+菜单选择) | DLP panel audio clock Menu 3(20090618 clock function) | 4 | 2 | FALSE |  | 2 |  |  | FALSE | 4 1 16
88 | HDL-MPL4.28 | SB-DLP | 2 代四按键多功能面板 空调号(20101011新增空调号84基础上改的64) | Panel with AC No. 2 | 4 | 2 | FALSE |  | 22 |  |  | FALSE | 4 1 16
89 | HDL-MWH6 | SB-MWH6 | 无线接收器(old090928) | Wireless receiver | 8 | 22 | FALSE |  | 8 |  |  | FALSE | 0 0 0
90 | HDL-MS01R | SB-MS01R | 动静传感器 | Motion sensor | 0 | 8 | FALSE |  | 15 |  | Water lilies.jpg | FALSE | 0 0 0
91 | HDL-MS01L | SB-MS01R | 线性传感器 | Linear sensor | 0 | 15 | FALSE |  | 16 |  |  | FALSE | 0 0 0
92 | HDL-MS12 | SB-MS12 | 12路传感器 | 12 channels sensor | 12 | 16 | FALSE |  | 16 |  |  | FALSE | 4 0 12
93 | HDL-MS04 | SB-DRY-4Z | 4路传感器输入模块 | 4 zone dry contact module | 4 | 16 | FALSE |  | 16 |  |  | FALSE | 4 0 4
94 | HDL-MS06.232 | SB-DN-IO6/6 | 6路输入输出模块(20081015) | 6 channels input and output module | 4 | 16 | FALSE |  | 8 |  |  | FALSE | 4 0 4
95 | HDL-MHS110.2C | SB-CMS-PIR | 吸顶式红外双鉴移动传感器 | Roof-mounting infrared dual-technology motion sensor | 0 | 8 | FALSE |  | 15 |  | wireless.bmp | FALSE | 5 100 1
96 | HDL-MPE.2C | SB-MPE.2C | 环境亮度监测器 | Ambient intensity monitor | 0 | 15 | FALSE |  | 8 |  | Water lilies.jpg | FALSE | 0 0 0
97 | HDL-MHS02 | SB-WMS-PIR | 广角红外双鉴移动传感器 | Wide field infrared dual-tchnology motion sensor | 0 | 8 | FALSE |  | 8 |  | Water lilies.jpg | FALSE | 5 1 1
98 | HDL-MHS02 | SB-WMS-PIR | 广角红外双鉴移动传感器 | Wide field infrared dual-technology motion sensor | 0 | 8 | FALSE |  | 8 |  |  | FALSE | 5 1 1
99 | HDL-MHS110.2C | SB-CMS-PIR | 吸顶式红外双鉴移动传感器 | Roof-mounting infrared Dual-technology motion sensor | 0 | 8 | FALSE |  | 4 |  |  | FALSE | 5 100 1
100 | HDL-MT12IP | SB-MT12IP | 12通道定时器(带以太网接口,丁导轨安装) | 12 channels timer (standard t-shaped tunnel installation with Ethernet port) | 12 | 4 | FALSE |  | 4 |  |  | FALSE | 0 0 0
101 | HDL-MT12IP | SB-MT12IP | 12通道定时器(带以太网接口,丁导轨安装) | 12 channels timer (standard t-shaped tunnel installation with Ethernet port) | 12 | 4 | FALSE |  | 12 |  |  | FALSE | 0 0 0
102 | HDL-MT01 | SB-MT01IP | 1通道定时器 | 1 channels event timer | 12 | 12 | FALSE |  | 4 |  | untitled.bmp | FALSE | 0 0 0
103 | HDL-MT12IP | SB-MT12IP | 12通道定时器(带以太网接口,丁导轨安装) | 12 channels timer (standard t-shaped tunnel installation with Ethernet port) | 12 | 4 | FALSE |  | 4 |  | untitled.bmp | FALSE | 0 0 0
104 | HDL-MT02IP | SB-MT02IP | 2通道定时器(带以太网接口,丁导轨安装) | 2 channels timer (standard t-shaped tunnel installation with Ethernet port) | 2 | 4 | FALSE |  | 4 |  | untitled.bmp | FALSE | 0 0 0
105 | HDL-MT02IP | SB-MT02IP | 2通道定时器(带以太网接口,丁导轨安装)(通用开关255) | 2 channels timer (standard t-shaped tunnel installation with Ethernet port) | 2 | 4 | FALSE |  | 5 |  |  | FALSE | 0 0 0
106 | HDL-MAC01.331 | SB-DN-HVAC | 空调控制模块(20120209只有空调) | Air-conditioning controller | 0 | 5 | FALSE | V3.0 - V3.02 | 5 |  |  | FALSE | 7 0 1
107 | HDL-MAC01.331 | HDL-MAC01.331 | 空调控制模块(20130724 邓冠金特殊版本 两路风机控制 伊朗) | Air-conditioning controller | 0 | 5 | FALSE |  | 4 |  |  | FALSE | 7 0 1
108 | HDL-MT12 | SB-MT12IP | 12通道定时器(带以太网接口,丁导轨安装)(20080305) | 12 channels timer (standard t-shaped tunnel installation with Ethernet port) | 12 | 4 | FALSE |  | 5 |  |  | FALSE | 0 0 0
109 | HDL-MAC01 | SB-DN-HVAC | 空调控制模块 | Air-conditioning controller | 0 | 5 | FALSE |  | 4 |  |  | FALSE | 7 0 1
110 | HDL-MT12IP | SB-MT12IP | 12通道定时器(带以太网接口,丁导轨安装)(还没有用) | 12 channels timer (standard t-shaped tunnel installation with Ethernet port) | 12 | 4 | FALSE |  | 5 |  |  | FALSE | 0 0 0
111 | HDL-MAC01 | SB-DN-HVAC | 空调控制模块 | Air-conditioning controller | 0 | 5 | FALSE |  | 5 |  |  | FALSE | 7 0 1
112 | HDL-MAC01 | SB-DN-HVAC | 空调控制模块(20090113) | Air-conditioning controller | 0 | 5 | FALSE |  | 16 |  |  | FALSE | 7 0 1
113 | HDL-MS32 | SB-DRY-32Z | 4路传感器输入模块 | 4 zone dry contact module | 32 | 16 | FALSE |  | 16 |  |  | FALSE | 4 0 32
114 | HDL-MS04 | SB-DRY-4Z | 4路传感器输入模块(20090421) | 4 zone dry contact module | 4 | 16 | FALSE |  | 16 |  |  | FALSE | 4 0 4
115 | HDL-MS04 | SB-DRY-4Z | 4路传感器输入模块(20090715) | 4 zone dry contact module | 4 | 16 | FALSE |  | 16 |  |  | FALSE | 4 0 4
116 | HDL-MS06.232 | SB-DN-IO6/6 | 6路输入输出模块(20090717) | 6 channels input and output module | 4 | 16 | FALSE |  | 5 |  |  | FALSE | 4 0 4
117 | HDL-MAC01 | SB-DN-HVAC | 空调控制模块(20090805自动运行模式，电流电压选择输出) | Air-conditioning controller | 0 | 5 | FALSE |  | 16 |  |  | FALSE | 7 0 1
118 | HDL-MS04 | SB-DRY-4Z | 4路传感器输入模块(20101228按键模式增多 状态反馈) | 4 zone dry contact module | 4 | 16 | FALSE |  | 16 |  |  | FALSE | 4 0 4
119 | HDL-MS04 | SB-DRY-4Z | 4路传感器输入模块(20110608按键模式增多 状态反馈 调光设置功能补全薛柯利) | 4 zone dry contact module | 4 | 16 | FALSE |  | 8 |  |  | FALSE | 4 0 4
120 | HDL-MHS110.2C | SB-CMS-PIR | 吸顶式红外双鉴移动传感器 | Roof-mounting infrared dual-technology motion sensor | 0 | 8 | FALSE |  | 16 |  |  | FALSE | 5 100 1
121 | HDL-MS04 | SB-DRY-4Z | 4路传感器输入模块(20120105薛科利在119基础上添加2个开关模式) | 4 zone dry contact module | 4 | 16 | FALSE |  | 8 |  |  | FALSE | 4 0 4
122 | HDL-MHS110.2C | SB-CMS-PIR | 吸顶式红外双鉴移动传感器 | Roof-mounting infrared Dual-technology motion sensor | 0 | 8 | FALSE |  | 8 |  |  | FALSE | 5 100 1
123 | HDL-MHS110.2C | SB-CMS-PIR | 吸顶式红外双鉴移动传感器(20080305) | Roof-mounting infrared dual-technology motion sensor | 0 | 8 | FALSE |  | 21 |  | AirCondition.jpg | FALSE | 5 100 1
124 | HDL-MTS.2C | SB-MTS.2C | 温度传感器 | Temperature sensor | 0 | 21 | FALSE |  | 8 |  |  | FALSE | 5 2 2
125 | HDL-MHS110.2C | SB-CMS-PIR | 吸顶式红外双鉴移动传感器(20091126所有功能都完善) | Roof-mounting infrareddual-technology motion sensor | 0 | 8 | FALSE |  | 8 |  |  | FALSE | 5 100 1
126 | HDL-MHS110.2C | SB-CMS-PIR | 吸顶式红外双鉴移动传感器(20100401状态读取) | Roof-mounting infrared dual-technology motion sensor | 0 | 8 | FALSE |  | 8 |  |  | FALSE | 5 100 1
127 | HDL-MHS110W.2W | SB-WMS-PIR | 广角红外双鉴移动传感器(20100401状态读取) | Roof-mounting infrared dual-technology motion sensor | 0 | 8 | FALSE |  | 11 |  |  | FALSE | 5 1 1
128 | HDL-MRS232.231 | SB-DN-RS232N | HDL-BUS/RS232转换器 | HDL-BUS/RS232 converter | 0 | 11 | FALSE |  | 8 |  |  | FALSE | 0 0 0
129 | HDL-MHS110W.2W | SB-WMS-PIR | 广角红外双鉴移动传感器(20091126所有功能都完善) | Roof-mounting infrared dual-technology motion sensor | 0 | 8 | FALSE |  | 8 |  |  | FALSE | 5 1 1
130 | HDL-MHS110W.2W | SB-WMS-PIR | 广角红外双鉴移动传感器 | Roof-mounting infrared dual-technology motion sensor | 0 | 8 | FALSE |  | 8 |  |  | FALSE | 5 1 1
131 | HDL-MHS110W.2W | SB-WMS-PIR | 广角红外双鉴移动传感器 | Roof-mounting infrared dual-technology motion sensor | 0 | 8 | FALSE |  | 8 |  |  | FALSE | 5 1 1
132 | HDL-MHS110W.2W | SB-WMS-PIR | 广角红外双鉴移动传感器(20100929新类型+消防) | Roof-mounting infrared dual-technology motion sensor | 0 | 8 | FALSE | V2.0 | 8 |  | 121384428_11n.jpg | FALSE | 5 1 1
133 | HDL-MHS110.2C | SB-CMS-PIR | 吸顶式红外双鉴移动传感器(20100929新类型+消防) | Roof-mounting infrared dual-technology motion sensor | 0 | 8 | FALSE | V2.0 | 21 |  |  | FALSE | 5 100 1
134 | HDL-MTS04.20 | SB-MTS04.20 | 4通道温度传感器(20110328new邓冠金) | Temperature sensor | 4 | 21 | FALSE | V2.0 | MEGA16A |  |  | FALSE | 5 2 4
135 | HDL-MS04 | SB-DRY-4Z | 4路传感器输入模块(20120105薛科利在121基础上修改消防功能模块(取消消防模式设置)) | 4 zone dry contact module | 4 | 16 | FALSE |  | 16 |  |  | FALSE | 4 0 4
136 | HDL-MS04 | SB-DRY-4Z | 4路传感器输入模块(20120606只有基本模式) | 4 zone dry contact module | 4 | 16 | FALSE |  | 16 |  |  | FALSE | 4 0 4
137 | HDL-MS04 | SB-DRY-4Z | 4路传感器输入模块(20120709薛柯利135基础上不加密，控制目标补全，改面板锁键使能，取消实时查看) | 4 zone dry contact module | 4 | 16 | FALSE |  | 8 |  |  | FALSE | 4 0 4
138 | HDL-MHS110W.2W | SB-WMS-PIR | 广角红外双鉴移动传感器(20120907新类型+新消防) | Roof-mounting infrared dual-technology motion sensor | 0 | 8 | FALSE |  | 8 |  | 121384428_11n.jpg | FALSE | 5 1 1
139 | HDL-MHS110.2C | SB-CMS-PIR | 吸顶式红外双鉴移动传感器(20120907新类型+新消防) | Roof-mounting infrared dual-technology motion sensor | 0 | 8 | FALSE |  | 16 |  |  | FALSE | 5 100 1
140 | HDL-MS12 | SB-DRY-12Z | 12路传感器输入模块(20110328薛柯利) | 12 zone dry contact module | 12 | 16 | FALSE |  | 16 |  |  | FALSE | 4 0 12
141 | HDL-MS24.232 | HDL-MS24.232(SB-DN-DRY-24Z) | 24路传感器输入模块(20110328薛柯利) | 24 zone dry contact module | 24 | 16 | FALSE |  | 16 |  |  | FALSE | 4 0 24
142 | HDL-MS24.232 | HDL-MS24.232(SB-DN-DRY-24Z) | 24路传感器输入模块(20120104薛柯利新增数据协议) | 24 zone dry contact module | 24 | 16 | FALSE |  | 2 |  |  | FALSE | 4 0 24
149 | HDL-MPL4.38 | SB-DLP | 3 代四按键多功能面板音乐 闹钟 抽湿 地热(20101115闹钟基础上增加音乐功能加地热) | DLP panel with AC music clock floor heating(20101115加地热) | 4 | 2 | FALSE |  | 6 |  |  | FALSE | 4 1 16
150 | HDL-MR1220A | SB-DN-R1220 | 12路20A继电器/带状态回馈 | 12 channels 20A relay | 12 | 6 | FALSE |  | 6 |  |  | FALSE | 1 1 12
151 | HDL-MR2420A | SB-DN-R2420 | 24路20A继电器/带状态回馈 | 24 channels 20A relay/ without status feedback | 24 | 6 | FALSE |  | 6 |  |  | FALSE | 1 1 24
152 | HDL-MR0610 | SB-DN-R0610 | 6路10A智能继电器 | 6ch 10A intelligent relay module | 6 | 6 | FALSE |  | 6 |  |  | FALSE | 1 1 6
153 | HDL-MR0416A | SB-DN-R0416 | 4路16A继电器 | 4 channels 16A relay | 4 | 6 | FALSE |  | 2 |  | Blue hills.jpg | FALSE | 1 1 4
154 | HDL-MPL4.38 | SB-DLP | 3 代四按键多功能面板音乐可选 闹钟 抽湿 地热(20101228音乐可选) | DLP panel with AC music clock floor heating(20101228加地热) | 4 | 2 | FALSE |  | 2 |  |  | FALSE | 4 1 16
155 | HDL-MPL4.38 | SB-DLP-FH | 3 代四按键多功能面板地热专用(20110216地热只有基本信息和地热) | DLP panel with floor heating(20110216地热只有基本信息和地热) | 4 | 2 | FALSE |  | 2 |  | psuCAJN5OZR.jpg | FALSE | 8 2 1
156 | HDL-MPL4.38 | SB-DLP | 3 代四按键多功能面板音乐可选 闹钟 抽湿 地热(20110811红外新功能替换之前 ) | DLP panel with AC music clock floor heating(20110811红外新功能替换之前) | 4 | 2 | FALSE | V4.0 | 2 |  | psuCAJN5OZR.jpg | FALSE | 4 1 16
157 | HDL-MPL4.38 | SB-DLP | 3 代四按键多功能面板音乐可选 闹钟 抽湿 地热(20111219添加照度读取，在156基础上) | DLP panel with AC music clock floor heating(20111219添加兆度读取，在156基础上) | 4 | 2 | FALSE | V4.0 | 2 |  | psuCAJN5OZR.jpg | FALSE | 4 1 16
158 | HDL-MPL8.48 | HDL-MPL8.48 | 4 代八按键多功能面板音乐可选 闹钟 抽湿 地热(156基础上4按键变8按键 ) | DLP panel with AC music clock floor heating | 8 | 2 | TRUE | V4.0 - V4.09 | STM32F103RC |  | psuCAJN5OZR.jpg | FALSE | 4 1 32
159 | HDL-MPL8.38 | SB-DLP | 3 代八按键多功能音乐面板(158基础上只有音乐面板) | DLP panel with music | 8 | 2 | FALSE |  | 2 |  | psuCAJN5OZR.jpg | FALSE | 4 1 16
160 | HDL-MPL4.38 | SB-DLP | 3 代四按键多功能面板音乐可选 闹钟 抽湿 地热(20121102在156基础上地热添加输出取反) | DLP panel with AC music clock floor heating(20110811红外新功能替换之前) | 4 | 2 | FALSE | V4.0 - V 4.06 | 2 |  | heat.bmp | FALSE | 4 1 16
161 | HDL-MLAC.28 | SB-AC-Edge | 酒店客房空调控制面板(20121206在85基础上，空调页面中显示空调号和空调类型,增加数码管显示) | Hotel panel only with AC | 4 | 2 | FALSE |  | 2 |  | psuCAJN5OZR.jpg | FALSE | 7 3 1
162 | HDL-MPL8.48 | HDL-MPL8.48 | 4 代八按键多功能面板音乐可选 闹钟 抽湿 地热(20121217在158基础上取消超链接模式选择，使得每个模式都具有这种功能，即目标配置中都具有连接页这个功能 ) | DLP panel with AC music clock floor heating | 8 | 2 | TRUE | V4.0 - V4.09 | STM32F103RC |  | psuCAJN5OZR.jpg | FALSE | 4 1 32
163 | HDL-MRSPA05.231 | HDL-MRSPA05.231 | SPA控制器模块(20130409 SPA控制面板) | SPA controller module | 8 | 1 | FALSE | V2.0 | 2 |  | psuCAJN5OZR.jpg | FALSE | 0 0 0
164 | HDL-MPDL.48 | HDL-MPDL.48 | SPA状态显示板 (20130409 SPA控制面板) | SPA controller panel | 8 | 2 | FALSE | V4.0 | 20 |  | 32261.bmp | FALSE | 0 0 0
165 | HDL-MPTL14.46 | HDL-MPTL14.46 | 4 代彩色十四按键多功能面板音乐可选 闹钟 抽湿 地热(20121217在158基础上取消超链40310新PCB版彩色DLP 162 基础上面修改) | DLP panel with AC music clock floor heating | 8 | 2 | FALSE | V4.0 | 01045B | HW00040 |  | FALSE | 4 1 32
166 | HDL-MLAC.28 | SB-AC-Edge | 酒店客房空调控制面板(20140512在85基础上,修改了空调信息) | Hotel panel only with AC voice on/off | 4 | 0 | FALSE | V4.01 |  |  |  | FALSE | 7 3 1
167 | HDL-MPL8.48 | HDL-MPL8.48 | 4 代八按键多功能面板音乐可选 闹钟 抽湿 地热(162基础上地热增加一个自动温度步补偿值 ) | DLP panel with AC music clock floor heating | 8 | 0 | TRUE | V4.01 | STM32F103RC |  |  | FALSE | 4 1 32
168 | HDL-MPTL14.46 | HDL-MPTL14.46 | 4 代彩色十四按键多功能面板音乐可选 闹钟 抽湿 地热(165基础上地热增加一个自动温度步补偿值 ) | DLP panel with AC music clock floor heating | 8 | 0 | FALSE | V4.01 | 01045B | HW00040 |  | FALSE | 4 1 32
169 | HDL-MLAC.28 | SB-AC-Edge | 酒店客房空调控制面板(20141015在166基础上) | Hotel panel only with AC voice on/off | 1 | 0 | FALSE | V4.01 |  |  |  | FALSE | 7 3 1
170 | HDL-MPTL14.46 | HDL-MPTL14.46 | 4 代彩色十四按键多功能面板音乐可选 闹钟 抽湿 地热( 168基础上 快捷键可以连接两个页) | DLP panel with AC music clock floor heating | 8 | 0 | FALSE | V4.01 | 01045B | HW00040 |  | FALSE | 4 1 32
171 | HDL-MPTLC43.46 | HDL-MPTLC43.46 | 彩色4.3寸触控多功能液晶面板( 167基础上 修改) | Enviro/4.3" touch panel | 11 | 0 | FALSE | V4.01 | 01076A | HW00041 |  | FALSE | 4 1 36
172 | HDL-MPTFL11.46 | HDL-MPTFL11.46 | 4 代彩色十四按键多功能面板音乐可选 闹钟 抽湿 地热( 171基础上增加白平衡) | DLP panel with AC music clock floor heating | 8 | 2 | FALSE | V4.0 | 01045B | HW00040 |  | FALSE | 4 1 32
173 | HDL-MPTLC43.46 | HDL-MPTLC43.46 | 彩色4.3寸触控多功能液晶面板(150409,定制版本,171上修改,只保留灯光4个按键) | Enviro/4.3" touch panel | 4 | 2 | FALSE | V4.0 | 01076A | HW00041 |  | FALSE | 4 1 36
174 | HDL-MPTLC43.46 | HDL-MPTLC43.46 | 彩色4.3寸触控多功能液晶面板( 167基础上 修改) | Enviro/4.3" touch panel | 11 | 2 | FALSE | V4.0 | 01076A | HW00041 |  | FALSE | 4 1 36
175 | HDL-MPTL14.46 | HDL-MPTL14.46 | 4 代彩色十四按键多功能面板音乐可选 闹钟 抽湿 地热(20151029增加地热温度范围) | DLP panel with AC music clock floor heating | 8 | 2 | FALSE | V4.0 | 01045B | HW00040 |  | FALSE | 4 1 32
176 | HDL-MPL8.48 | HDL-MPL8.48 | 4 代八按键多功能面板音乐可选 闹钟 抽湿 地热(20151104西班牙专用版167基础上修改 ) | DLP panel with AC music clock floor heating | 8 | 2 | TRUE | V4.0 | STM32F103RC |  |  | FALSE | 4 1 32
177 | HDL-MPTLC43.46 | HDL-MPTLC43.46 | 彩色4.3寸触控多功能液晶面板( 167基础上 修改) | Enviro/4.3" touch panel | 11 | 2 | FALSE | V4.0 | 01076A | HW00041 |  | FALSE | 4 1 36
178 | HDL-MPAC01.48 | SB-AC-Edge | 酒店客房空调控制面板(20121206在85基础上，空调页面中显示空调号和空调类型,增加数码管显示) | Hotel panel only with AC | 7 | 2 | FALSE | V4.0 |  |  |  | FALSE | 0 0 0
179 | HDL-MPTLC43.46 | HDL-MPTLC43.46 | 彩色4.3寸触控多功能液晶面板(增加PM2.5) | Enviro/4.3" touch panel | 11 | 2 | FALSE | V4.0 |  |  |  | FALSE | 4 1 36
180 | HDL-MPL8.48 | HDL-MPL8.48 | 4 代八按键多功能面板音乐可选 闹钟 抽湿 地热(160513增加休眠,地热温度增加到99) | DLP panel with AC music clock floor heating | 8 | 2 | TRUE | V4.0 | STM32F103RC |  |  | FALSE | 4 1 32
181 | HDL-MPTLC43.46 | HDL-MPTLC43.46 | 彩色4.3寸触控多功能液晶面板(20160513增加返回页设置,地热温度增加到99,增加休眠设置) | Enviro/4.3" touch panel | 11 | 2 | FALSE | V4.0 | 01076A | DLPC1 |  | FALSE | 4 1 36
182 | HDL-MPTLC43.46 | HDL-MPTLC43.46 | 彩色4.3寸触控多功能液晶面板(20160613修改协议页面自定义) | Enviro/4.3" touch panel | 11 | 2 | FALSE | V4.0 | 01076A | DLPC2 |  | FALSE | 4 1 36
183 | HDL-MPAC01.48 | SB-AC-Edge | 酒店客房空调控制面板(20160913 161基础上增加4按键) | Hotel panel only with AC | 4 | 2 | FALSE | V4.0 |  |  |  | FALSE | 0 0 0
184 | HDL-MPAC01.48 | SB-AC-Edge | 酒店客房空调控制面板 | Hotel panel only with AC | 10 | 2 | FALSE | V4.0 |  |  |  | FALSE | 0 0 0
185 | HDL-MPTLC43.46 | HDL-MPTLC43.46 | 彩色4.3寸触控多功能液晶面板(20160613修改协议页面自定义按键60) | Enviro/4.3" touch panel | 11 | 2 | FALSE | V4.0 | 01076A | DLPC2 |  | FALSE | 4 1 36
186 | HDL-MPL8.48-A | HDL-MPL8.48-A | 晶典S/8按键DLP液晶面板(20170428 180基础上增加健康检查) | DLP panel with AC music clock floor heating | 8 | 2 | TRUE | V4.0 | STM32F103RC |  |  | FALSE | 4 1 32
187 | HDL-MPTLC43.46 | HDL-MPTLC43.46 | 彩色4.3寸触控多功能液晶面板(20170511) | Enviro/4.3" touch panel | 11 | 2 | FALSE | V4.0 | 01076A | DLPC2 |  | FALSE | 4 1 36
188 | HDL-MPTL14.46-A | HDL-MPTL14.46-A | 智享S/触摸14按键多功能液晶面板(20170511) | DLP panel with AC music clock floor heating | 8 | 2 | FALSE | V4.0 | 01045B | HW00040 |  | FALSE | 4 1 32
189 | HDL-MPTAC01.48-A | HDL-MPTAC01.48-A | 酒店客房空调控制面板(20170605) | Hotel panel only with AC | 6 | 2 | FALSE | V4.0 |  |  |  | FALSE | 0 0 0
190 | HDL-MPTLC43.46 | HDL-MPTLC43.46 | 彩色4.3寸触控多功能液晶面板(20170511 香港版本) | Enviro/4.3" touch panel | 11 | 2 | FALSE | V4.0 | 01076A | DLPC2 |  | FALSE | 4 1 36
191 | HDL-MPTLC43.46 | HDL-MPTLC43.46 | 彩色4.3寸触控多功能液晶面板(20170511 香港正式版本) | Enviro/4.3" touch panel | 11 | 2 | FALSE | V4.0 | 01076A | DLPC2 |  | FALSE | 4 1 36
192 | HDL-MPTLC43.46-A | HDL-MPTLC43.46-A | 智绚S/彩色4.3寸触控多功能液晶面板(20170823) | Enviro/4.3" touch panel | 11 | 2 | FALSE | V4.0 | 01076A | DLPC2 |  | FALSE | 4 1 36
193 | HDL-MPTLC43.46 | HDL-MPTLC43.46 | 彩色4.3寸触控多功能液晶面板(20170831 北京版本) | Enviro/4.3" touch panel | 11 | 2 | FALSE | V4.0 | 01076A | DLPC2 |  | FALSE | 4 1 36
194 | HDL-MPTLC43.46 | HDL-MPTLC43.46 | 彩色4.3寸触控多功能液晶面板(20170511 香港正式版本) | Enviro/4.3" touch panel | 11 | 2 | FALSE | V4.0 | 01076A | DLPC2 |  | FALSE | 4 1 36
195 | HDL-MPTFL11.46 | HDL-MPTFL11.46 | 方质Pro/多功能触控面板(20171109) | Prism Pro/multi-function touch panel | 6 | 2 | FALSE | V4.0 | 01045B | HW00040 |  | FALSE | 4 1 32
196 | HDL-MPL8.48 | HDL-MPL8.48 | 4 代八按键多功能面板音乐可选 闹钟 抽湿 地热(20171113增加默认空调温度) | DLP panel with AC music clock floor heating | 8 | 2 | TRUE | V4.0 | STM32F103RC |  |  | FALSE | 4 1 32
197 | HDL-MPTAC01.48-A | HDL-MPTAC01.48-A | 酒店客房空调控制面板(20180108 189上增加语音项) | Hotel panel only with AC | 6 | 2 | FALSE | V4.0 |  |  |  | FALSE | 0 0 0
198 | HDL-MPL8.48 | HDL-MPL8.48 | 4 代八按键多功能面板音乐可选 闹钟 抽湿 地热(20180309客户定制版本除湿风速可调) | DLP panel with AC music clock floor heating | 8 | 2 | TRUE | V4.0 | STM32F103RC |  |  | FALSE | 4 1 32
199 | HDL-MPTLC43.46 | HDL-MPTLC43.46 | 彩色4.3寸触控多功能液晶面板(20180330 图片类型50-79) | Enviro/4.3" touch panel | 11 | 2 | FALSE | V4.0 | 01076A | DLPC2 |  | FALSE | 4 1 36
200 | HDL-MSR06.231 | SB-DN-6RM-Part | 房间分割(六个房间) | Room partition | 4 | 20 | FALSE |  | 5 |  |  | FALSE | 0 0 0
201 | HDL-LED | HDL-LED | LED灯(老朱专用夏伟光) | LED light | 4 | 0 | FALSE | V4.01 |  |  |  | FALSE | 0 0 0
207 | HDL-MFH06.432 | HDL-MFH06.432 | 6路地热模块(2017 03 22增加外部多个温度源和白天晚上PWM不同设置) | 6ch Floor Heating Module | 6 | 0 | FALSE | V1.0 | 00869A | FH1 |  | FALSE | 8 0 6
208 | HDL-MFH06.432 | HDL-MFH06.432 | 6路地热模块(201611左右增加泵组功能控制) | 6ch Floor Heating Module | 6 | 0 | FALSE | V1.0 | 00869A | FH1 |  | FALSE | 8 0 6
209 | HDL-MFH06.332 | SB-DN-FH06 | 6路地热模块(保加利亚特殊版本地热模块) | 6ch floor heating module | 6 | 0 | FALSE | V1.0 | 00869A | FH1 |  | FALSE | 8 0 6
210 | HDL-MFH06.332 | SB-DN-FH06 | 6路地热模块(20120516邓冠金) | 6ch floor heating module | 6 | 5 | FALSE |  | 00869A | HW00029 |  | FALSE | 8 0 6
211 | HDL-MFH06.432 | HDL-MFH06.432 | 6路地热模块(2013102邓冠金在210基础上添加每路备注，地热目标使能，继电器目标使能，继电器目标设置) | 6ch floor heating module | 6 | 5 | FALSE |  | 00869A | HW00029 |  | FALSE | 8 0 6
216 | HDL-MP201.3825 | SB-WS1-Edge | 金色触摸面板(20121018) | 1 button multi-functional panel | 1 | 2 | TRUE |  | MEGA32_1 |  |  | FALSE | 4 1 1
217 | HDL-MP202.3825 | SB-WS2-Edge | 金色触摸面板(20121018) | 2 button multi-functional panel | 2 | 2 | TRUE |  | MEGA32_1 |  |  | FALSE | 4 1 2
218 | HDL-MP203.3825 | SB-WS3-Edge | 金色触摸面板(20121018) | 3 button multi-functional panel | 3 | 2 | TRUE |  | MEGA32_1 |  |  | FALSE | 4 1 3
219 | HDL-MP204.3825 | SB-WS4-Edge | 金色触摸面板(20121018) | 4 button multi-functional panel | 4 | 2 | TRUE |  | MEGA32_1 |  |  | FALSE | 4 1 4
220 | HDL-MP2RM.48 | SB-WS2M | 2按键多功能面板(大二按键，20120522加） | 2 button multi-functional panel | 2 | 2 | FALSE | V4.0 - V4.04 | 2 |  |  | FALSE | 4 1 2
221 | HDL-MP3RM.48 | SB-WS3M | 3按键多功能面板(大三按键，20120522加） | 3 button multi-functional panel | 3 | 2 | FALSE | V4.0 - V4.04 | 2 |  |  | FALSE | 4 1 3
222 | HDL-MP4RM.48 | SB-WS4M | 4按键多功能面板(大四按键，20120522加） | 4 button multi-functional panel | 4 | 2 | FALSE | V4.0 - V4.04 | 2 |  |  | FALSE | 4 1 4
223 | HDL-MPT01.48 | HDL-MPT01.48 | 触摸系列1按键(20120522) | 1 button multi-functional panel | 1 | 2 | FALSE | V4.0 - V4.04 | 00868D | MP1 |  | FALSE | 4 1 1
224 | HDL-MPT02.48 | HDL-MPT02.48 | 触摸系列2按键(20120522) | 2 button multi-functional panel | 2 | 2 | FALSE | V4.0 - V4.04 | 00868D | MP1 |  | FALSE | 4 1 2
225 | HDL-MPT03.48 | HDL-MPT03.48 | 触摸系列3按键(20120522) | 3 button multi-functional panel | 3 | 2 | FALSE | V4.0 - V4.04 | 00868D | MP1 |  | FALSE | 4 1 3
226 | HDL-MPT04.48 | HDL-MPT04.48 | 触摸系列4按键(20120522) | 4 button multi-functional panel | 4 | 2 | FALSE | V4.0 - V4.04 | 00868D | MP1 |  | FALSE | 4 1 4
227 | HDL-MP103A.38 | SB-WS3M | 3按键多功能墙面板(20120702吴艳茹294基础上没有背光灯) | 3 button multi-functional panel (with infrared control) | 3 | 2 | FALSE |  | 0 |  |  | FALSE | 4 1 3
228 | HDL-MBUS01IP.431 | HDL-MBUS01IP.431 | 1端口交换机(第四代基础上修改时间间隔为时区) | 1 port switchboard | 1 | 0 | TRUE | V4.0 | STM32F107RCT6_1 | HW00001 |  | FALSE | 0 0 0
229 | HDL-MBUS01IP.431 | HDL-MBUS01IP.431 | 单端口总线交换机(MAC不可修改) | Honeywell BUS Lighting System - Gateway | 1 | 0 | FALSE | V4.0 | 892C | HW00001 |  | FALSE | 0 0 0
230 | HBLS-GW | HBLS-GW | 单端口总线交换机(第四代交换机基础上去掉远程设置) | Honeywell BUS Lighting System - Gateway | 1 | 0 | FALSE | V4.0 |  |  |  | FALSE | 0 0 0
231 | HDL-MBUS01IP.231 | SB-DN-1IP | 1端口交换机(第三代 235基础上增加自动获取IP) | 1 port switchboard | 1 | 0 | FALSE | V4.01 |  |  |  | FALSE | 0 0 0
232 | HDL-MBUS01IP.431 | HDL-MBUS01IP.431 | 1端口交换机(第四代 234基础上增加自动获取IP) | 1 port switchboard | 1 | 0 | FALSE | V4.01 |  |  |  | FALSE | 0 0 0
233 | HDL-MBUS01IP.231 | SB-DN-1IP | 1端口交换机(235基础上添加公交换机IP 端口设置) | 1 port switchboard | 1 | 0 | FALSE | V4.01 |  |  |  | FALSE | 0 0 0
234 | HDL-MBUS01IP.431 | HDL-MBUS01IP.431 | 1口交换机(20131230新PCB板 新增远程编辑功能 已有基础上添加公共命令IC序列号读取) | 1 port switchboard | 1 | 0 | FALSE | V4.04 | 3 | MBUS01 |  | FALSE | 0 0 0
235 | HDL-MBUS01IP.231 | SB-DN-1IP | 1口交换机(20130319 新增远程编辑功能 已有基础上添加公共命令) | 1 port switchboard | 1 | 0 | FALSE | V4.0 - V4.04 | 3 |  |  | FALSE | 0 0 0
236 | HDL-MBUS01IP.231 | SB-DN-1IP | 1口交换机 | 1 port switchboard | 1 | 3 | FALSE | V2.0 | 3 |  |  | FALSE | 0 0 0
237 | HDL-MBUS04IP | SB-DN-4IP | 4口交换机 | 4 port switchboard | 4 | 3 | FALSE |  | 2 |  |  | FALSE | 0 0 0
238 | HDL-MBUS08IP | SB-DN-8IP | 8口交换机 | 8 port switchboard | 8 | 3 | FALSE |  | 2 |  |  | FALSE | 0 0 0
239 | HDL-MPB03.48 | HDL-MPB03.48 | 酒店专用门铃模块(20130319功能和旧门铃一致新PCB板) | HDL smart-hotel custom door bell unit | 1 | 2 | FALSE |  | 2 |  |  | FALSE | 4 1 1
240 | HDL-MP202.2825 | SB-WS2-Edge | 1按键触摸多功能墙面板带调节键(20120827) | 1 button multi-functional panel (with infrared control) | 2 | 2 | FALSE |  | 2 |  |  | FALSE | 4 1 2
241 | HDL-MH01.48 | SB-1S-Bell | 酒店专用门铃模块(20111101new panel 在亚运上面修改地址和音乐播放) | HDL smart-hotel custom door bell unit | 1 | 2 | FALSE |  | 2 |  |  | FALSE | 4 1 1
242 | HDL-MPH101.48 | SB-WS1B-UK | 1按键多功能墙面板(20111101new panel 在亚运上面修改地址和音乐播放) | HDL smart-hotel 1 button wall panel | 1 | 2 | TRUE |  | MEGA32_1 |  |  | FALSE | 4 1 1
243 | HDL-MPH102.48 | SB-WS2B-UK | 2按键多功能墙面板(20111101new panel 在亚运上面修改地址和音乐播放) | HDL smart-hotel 2 button wall panel | 2 | 2 | TRUE |  | MEGA32_1 |  |  | FALSE | 4 1 2
244 | HDL-MPH104.48 | SB-WS4B-UK | 4按键多功能墙面板(20111101new panel 在亚运上面修改地址和音乐播放) | HDL smart-hotel 4 button wall panel | 4 | 2 | TRUE |  | MEGA32_1 |  |  | FALSE | 4 1 4
245 | HDL-MP1RM-AA | SB-WS1M | 1按键多功能墙面板(带红外遥控) | 1 button multi-functional panel (with infrared control) | 1 | 2 | FALSE |  | 2 |  |  | FALSE | 4 1 1
246 | HDL-MP2RM-AA | SB-WS2M | 2按键多功能墙面板(带红外遥控) | 2 button multi-functional panel (with infrared control) | 2 | 2 | FALSE |  | 2 |  |  | FALSE | 4 1 2
247 | HDL-MP2RM-AA | SB-WS2M | 2按键多功能墙面板(带红外遥控) | 2 button multi-functional panel (with infrared control) | 2 | 2 | FALSE |  | 2 |  |  | FALSE | 4 1 2
248 | HDL-MP4RM-AA | SB-WS4M | 4按键多功能墙面板(带红外遥控) | 4 button multi-functional panel (with infrared control) | 4 | 2 | FALSE |  | 2 |  |  | FALSE | 4 1 4
249 | HDL-MP8RMA | SB-WS8M | 8按键多功能墙面板(带红外遥控)(20090629) | 8 button multi-functional panel (with infrared control) | 8 | 2 | FALSE |  | 2 |  |  | FALSE | 4 1 8
250 | HDL-MP6RM-B | SB-WS6M | 6按键多功能墙面板(带红外遥控) | 6 button multi-functional panel (with infrared control) | 6 | 2 | FALSE |  | 2 |  |  | FALSE | 4 1 6
251 | HDL-MP6RM-BD | SB-WS5M | 5按键多功能墙面板(带红外遥控)带调节键 | 5 button multi-functional panel (with infrared control) | 5 | 2 | FALSE |  | 2 |  |  | FALSE | 4 1 5
252 | HDL-MP4RM-B | SB-WS4M | 4按键多功能墙面板(带红外遥控) | 4 button multi-functional panel (with infrared control) | 4 | 2 | FALSE |  | 2 |  |  | FALSE | 4 1 4
253 | HDL-MP4RM-BD | SB-WS3M | 3按键多功能墙面板(带红外遥控)带调节键 | 3 button multi-functional panel (with infrared control) | 3 | 2 | FALSE |  | 2 |  |  | FALSE | 4 1 3
254 | HDL-MP2RM-B | SB-WS2M | 2按键多功能墙面板(带红外遥控)(20080624) | 2 button multi-functional panel (with infrared control) | 2 | 2 | FALSE |  | 2 |  |  | FALSE | 4 1 2
255 | HDL-MP2RM-BD | SB-WS1M | 1按键多功能墙面板(带红外遥控)带调节键(20080624) | 1 button multi-functional panel (with infrared control) | 1 | 2 | FALSE |  | 2 |  |  | FALSE | 4 1 1
256 | HDL-MP3RM-B | SB-WS3M | 3按键多功能墙面板(带红外遥控)(20080624) | 3 button multi-functional panel (with infrared control) | 3 | 2 | FALSE |  | 2 |  |  | FALSE | 4 1 3
257 | HDL-MP3RM-BD | SB-WS2M | 2按键多功能墙面板(带红外遥控)带调节键(20080624) | 2 button multi-functional panel (with infrared control) | 2 | 2 | FALSE |  | 2 |  |  | FALSE | 4 1 2
258 | HDL-MP1RM-B | SB-WS1M | 1按键多功能墙面板(带红外遥控) | 1 button multi-functional panel (with infrared control) | 1 | 2 | FALSE |  | 2 |  |  | FALSE | 4 1 1
259 | HDL-MP2RM-BS | SB-WS2M | 2按键多功能墙面板(带红外遥控)(小按键) | 2 button multi-functional panel (with infrared control) | 2 | 2 | FALSE |  | 2 |  |  | FALSE | 4 1 2
260 | HDL-MP6RM-AA | SB-WS6M | 6按键多功能墙面板(带红外遥控) | 6 button multi-functional panel (with infrared control) | 6 | 2 | FALSE |  | 2 |  |  | FALSE | 4 1 6
261 | HDL-MP101A.38 | SB-WS1M | 1按键多功能墙面板(20090210) | 1 button multi-functional panel (with infrared control) | 1 | 2 | FALSE |  | 2 |  |  | FALSE | 4 1 1
262 | HDL-MP102A.38 | SB-WS2M | 2按键多功能墙面板(20090209) | 2 button multi-functional panel (with infrared control) | 2 | 2 | FALSE |  | 2 |  |  | FALSE | 4 1 2
263 | HDL-MP102.38 | SB-WS2M | 2按键多功能墙面板(小按键)(20090209) | 2 button multi-functional panel (with infrared control) | 2 | 2 | FALSE |  | 2 |  |  | FALSE | 4 1 2
264 | HDL-MP103A.38 | SB-WS3M | 3按键多功能墙面板(20090209) | 3 button multi-functional panel (with infrared control) | 3 | 2 | FALSE |  | 2 |  |  | FALSE | 4 1 3
265 | HDL-MP104.38 | SB-WS4M | 4按键多功能墙面板(20090209) | 4 button multi-functional panel (with infrared control) | 4 | 2 | FALSE |  | 2 |  |  | FALSE | 4 1 4
266 | HDL-MP5RM-CD | SB-WS5M | 5按键多功能墙面板(调节键)(20090209) | 5 button multi-functional panel (with infrared control) | 5 | 2 | FALSE |  | 2 |  |  | FALSE | 4 1 5
267 | HDL-MP106.38 | SB-WS6M | 6按键多功能墙面板(20090209) | 6 button multi-functional panel (with infrared control) | 6 | 2 | FALSE |  | 2 |  |  | FALSE | 4 1 6
268 | HDL-MP5RM-AAD | SB-WS5M | 5按键多功能墙面板(带红外遥控)(20090410) | 5 button multi-functional panel (with infrared control) | 5 | 2 | FALSE |  | 2 |  |  | FALSE | 4 1 5
269 | HDL-MP3RM-AA | SB-WS3M | 3按键多功能墙面板(带红外遥控)(20090410) | 3 button multi-functional panel (with infrared control) | 3 | 2 | FALSE |  | 2 |  |  | FALSE | 4 1 3
270 | HDL-MP201.2825 | SB-WS1-Edge | 1按键触摸多功能墙面板(20090902) | 1 button multi-functional panel (with infrared control) | 1 | 2 | FALSE |  | MEGA32A |  |  | FALSE | 4 1 1
271 | HDL-MP202.2825 | SB-WS2-Edge | 2按键触摸多功能墙面板(20090902) | 2 button multi-functional panel (with infrared control) | 2 | 2 | FALSE |  | MEGA32A |  |  | FALSE | 4 1 2
272 | HDL-MP203.2825 | SB-WS3-Edge | 3按键触摸多功能墙面板(20090902) | 3 button multi-functional panel (with infrared control) | 3 | 2 | FALSE |  | MEGA32A |  |  | FALSE | 4 1 3
273 | HDL-MP204.2825 | SB-WS4-Edge | 4按键触摸多功能墙面板(20090902) | 4 button multi-functional panel (with infrared control) | 4 | 2 | FALSE |  | MEGA32A |  |  | FALSE | 4 1 4
274 | HDL-FM.2825 | SB-FM-Edge | 触摸系列收音机面板(20090929) | Touch-type radio | 4 | 2 | FALSE |  | 2 |  |  | FALSE | 0 0 0
275 | HDL-MP101A.38 | SB-WS1M | 1按键多功能墙面板(20100319亚运) | 1 button multi-functional panel (with infrared control) | 1 | 2 | FALSE |  | 2 |  |  | FALSE | 4 1 1
276 | HDL-MP102A.38 | SB-WS2M | 2按键多功能墙面板(20100319亚运) | 2 button multi-functional panel (with infrared control) | 2 | 2 | FALSE |  | 2 |  |  | FALSE | 4 1 2
277 | HDL-MP102.38 | SB-WS2M | 2按键多功能墙面板(小按键)(20100319亚运) | 2 button multi-functional panel (with infrared control) | 2 | 2 | FALSE |  | 2 |  |  | FALSE | 4 1 2
278 | HDL-MP103A.38 | SB-WS3M | 3按键多功能墙面板(20100319亚运) | 3 button multi-functional panel (with infrared control) | 3 | 2 | FALSE |  | 2 |  |  | FALSE | 4 1 3
279 | HDL-MP104.38 | SB-WS4M | 4按键多功能墙面板(20100319亚运) | 4 button multi-functional panel (with infrared control) | 4 | 2 | FALSE |  | 2 |  |  | FALSE | 4 1 4
280 | HDL-MP5RM-CD | SB-WS5M | 5按键多功能墙面板(调节键)(20100319亚运) | 5 button multi-functional panel (with infrared control) | 5 | 2 | FALSE |  | 2 |  |  | FALSE | 4 1 5
281 | HDL-MP106.38 | SB-WS6M | 6按键多功能墙面板(20100319亚运) | 6 button multi-functional panel (with infrared control) | 6 | 2 | FALSE |  | 2 |  |  | FALSE | 4 1 6
282 | HDL-MP204.2825 | SB-WS4M | 4按键玻璃触摸多功能墙面板(20100612) | 4 button multi-functional panel (with infrared control) | 4 | 2 | FALSE |  | 2 |  |  | FALSE | 4 1 4
283 | HDL-MP206.2825 | SB-WS6M | 6按键玻璃触摸多功能墙面板(20100612) | 6 button multi-functional panel (with infrared control) | 6 | 2 | FALSE |  | 2 |  |  | FALSE | 4 1 6
284 | HDL-MP212.2825 | SB-WS12M | 12按键玻璃触摸多功能墙面板(20100612) | 12 button multi-functional panel (with infrared control) | 12 | 2 | FALSE |  | 2 |  |  | FALSE | 4 1 12
285 | HDL-MPN50 | SB-MPN50 | 5*10按键墙面板(20100629) | 5*10 button multi-functional panel | 10 | 2 | FALSE |  | 2 |  |  | FALSE | 0 0 0
286 | HDL-MS104 | SB-MS104 | 4按键墙面板(20100706) | 4 button panel | 4 | 2 | FALSE |  | 2 |  |  | FALSE | 0 0 0
287 | HDL-MP203.2825 | SB-WS3M | 3按键玻璃触摸多功能墙面板(20110221新增触摸面板) | 3 button multi-functional panel (with infrared control) | 3 | 2 | FALSE |  | 2 |  |  | FALSE | 4 1 3
288 | HDL-MP101A.38 | SB-WS1M | 1按键多功能墙面板(20110831new panel 在亚运上面修改地址和音乐播放) | 1 button multi-functional panel (with infrared control) | 1 | 2 | FALSE |  | 2 |  |  | FALSE | 4 1 1
289 | HDL-MP104.48 | SB-WS4M | 4按键多功能墙面板(20110509新增) | 4 button multi-functional panel (with infrared control) | 4 | 2 | FALSE |  | 2 |  |  | FALSE | 4 1 4
290 | HDL-MP108.48 | SB-WS8M | 8按键多功能墙面板(20110509新增) | 8 button multi-functional panel (with infrared control) | 8 | 2 | FALSE |  | 2 |  |  | FALSE | 4 1 8
291 | HDL-MPN90 | SB-MPN90 | 9*10按键墙面板(20110523新增90按键面板模式协议新) | 9*10 button multi-functional panel | 10 | 2 | FALSE |  | 2 |  |  | FALSE | 0 0 0
292 | HDL-MP102A.38 | SB-WS2M | 2按键多功能墙面板(20110831new panel 在亚运上面修改地址和音乐播放) | 2 button multi-functional panel (with infrared control) | 2 | 2 | FALSE | V3.0 - V3.04 | 2 |  |  | FALSE | 4 1 2
293 | HDL-MP102.38 | SB-WS2M | 2按键多功能墙面板(小按键)(20110831new panel 在亚运上面修改地址和音乐播放) | 2 button multi-functional panel (with infrared control) | 2 | 2 | FALSE | V3.0 - V3.04 | 2 |  |  | FALSE | 4 1 2
294 | HDL-MP103A.38 | SB-WS3M | 3按键多功能墙面板(20110831new panel 在亚运上面修改地址和音乐播放) | 3 button multi-functional panel (with infrared control) | 3 | 2 | FALSE | V3.0 - V3.04 | 2 |  |  | FALSE | 4 1 3
295 | HDL-MP104.38 | SB-WS4M | 4按键多功能墙面板(201020110831new panel 在亚运上面修改地址和音乐播放) | 4 button multi-functional panel (with infrared control) | 4 | 2 | FALSE | V3.0 - V3.04 | 2 |  |  | FALSE | 4 1 4
296 | HDL-MP5RM-CD | SB-WS5M | 5按键多功能墙面板(调节键)(201020110831new panel 在亚运上面修改地址和音乐播放) | 5 button multi-functional panel (with infrared control) | 5 | 2 | FALSE | V3.0 - V3.04 | 2 |  |  | FALSE | 4 1 5
297 | HDL-MP106.38 | SB-WS6M | 6按键多功能墙面板(201020110831new panel 在亚运上面修改地址和音乐播放) | 6 button multi-functional panel (with infrared control) | 6 | 2 | FALSE | V3.0 - V3.04 | 2 |  |  | FALSE | 4 1 6
298 | HDL-MP104.48 | SB-WS4M | 4按键多功能墙面板(201020110831new panel 在亚运上面修改地址和音乐播放) | 4 button multi-functional panel (with infrared control) | 4 | 2 | FALSE |  | 13 |  | 200311200789_482507.jpg | FALSE | 4 1 4
299 | HDL-MP108.48 | SB-WS8M | 8按键多功能墙面板(201020110831new panel 在亚运上面修改地址和音乐播放) | 8 button multi-functional panel (with infrared control) | 8 | 2 | FALSE |  | 13 |  | 200311200789_482507.jpg | FALSE | 4 1 8
300 | HDL-MIR01 | SB-IR-EM | 红外线信号发射、遥控接收模块 | Infrared signal emission,remote receiving module | 0 | 13 | FALSE |  | 13 |  | 200311200789_482507.jpg | FALSE | 0 0 0
301 | HDL-MIR01 | SB-IR-EM | 红外线信号发射、遥控接收模块 | Infrared signal emission,remote receiving module | 0 | 13 | FALSE |  | 13 |  | 200311200789_482507.jpg | FALSE | 0 0 0
302 | HDL-MIR01F.20 | SB-IR-EM | 1通道带电流检测红外发射模块 | Infrared signal emission,remote receiving module | 0 | 13 | FALSE |  | 13 |  | 200311200789_482507.jpg | FALSE | 0 0 0
303 | HDL-MIR01 | SB-IR-EM | 红外线信号发射、遥控接收模块(增加隐形面板) | Infrared signal emission,remote receiving module | 0 | 13 | FALSE |  | 13 |  |  | FALSE | 0 0 0
304 | HDL-MIR01 | SB-IR-EM | 红外线信号发射、遥控接收模块(增加隐形面板)(20100126修改空间大小误操作问题) | Infrared signal emission,remote receiving module | 0 | 13 | FALSE |  | 13 |  | 200311200789_482507.jpg | FALSE | 0 0 0
305 | HDL-MS08M.2C | SB-CMS-8in1 | 8合1传感器(20081008) | eight sensors in one | 32 | 13 | FALSE |  | 30 |  |  | FALSE | 5 100 8
306 | HDL-MIR01F.20 | SB-IR-EM | 1通道带电流检测红外发射模块(20100126读取剩余空间+地址误操作) | Infrared signal emission,remote receiving module | 0 | 13 | FALSE |  | 30 |  | 1247807341423.jpg | FALSE | 0 0 0
307 | HDL-MAS09.2C | SB-CMS-9in1 | 环境传感器组合(20100403胡振成传感器) | Six Sensors | 9 | 30 | FALSE |  | 13 |  |  | FALSE | 5 100 9
308 | HDL-MS12.2C | HDL-MS12.2C(SB-CMS-12in1) | 12合1传感器(20100610新传感器组合) | 12 in 1 multi function sensor | 8 | 30 | FALSE |  | 30 |  |  | FALSE | 5 100 12
309 | HDL-MS08M.2C | SB-CMS-8in1 | 8合1传感器(20100908八合一诸多修改新增类型) | eight sensors in one | 32 | 13 | FALSE |  | 30 |  |  | FALSE | 5 100 8
310 | HDL-MASTH.2C | HDL-MASTH.2C(SB-CMS-THL) | 温湿度传感器(20101214胡振成传感器) | Ceiling Mount Temp. Humidity & LUX Sensor | 7 | 30 | FALSE |  | 30 |  |  | FALSE | 5 100 3
311 | HDL-MASLA.2C | HDL-MASLA.2C(SB-CMS-LA) | 空气质量传感器 (20101214胡振成传感器) | Ceiliing Mount Lux & Air Quality Sensor | 7 | 30 | FALSE |  | 13 |  | 200311200789_482507.jpg | FALSE | 5 100 2
312 | HDL-MHS110.3C | SB-CMS-PIR | 温度 亮度 红外传感器组合 (20101214胡振成传感器) | PIR,temp & lux sensor | 7 | 30 | FALSE |  | 30 |  |  | FALSE | 5 100 3
313 | HDL-MIR01F.20 | SB-IR-EM | 1通道带电流检测红外发射模块(2011041增加硬件检测功能) | Infrared signal emission,remote receiving module | 0 | 13 | FALSE |  | 13 |  |  | FALSE | 5 100 8
314 | HDL-MS08Mn.2C | SB-CMS-8in1 | 8合1传感器(20120306新八合一传感器，由胡振成完成) | Eight sensors in one | 32 | 30 | FALSE |  | 30 | 00642F |  | FALSE | 5 100 8
315 | HDL-MS08M.2C | SB-CMS-8in1 | 8合1传感器(20120308八合一诸多修改新增类型) | Eight sensors in one | 32 | 13 | FALSE |  | 30 |  |  | FALSE | 5 100 8
316 | HDL-MS08Mn01.2C | SB-CMS-8in1 | 8合1传感器(20120316新八合一传感器，由胡振成完成,没有温度显示) | Eight sensors in one | 32 | 30 | FALSE |  | 13 | 00642F |  | FALSE | 5 100 4
317 | HDL-MSPU05.48 | HDL-MSPU05.48 | 红外超声波双鉴传感器 (20120426胡振成传感器) | Wall mount ultrasonic & PIR sensor | 7 | 30 | FALSE |  | 13 |  | 200311200789_482507.jpg | FALSE | 5 100 8
318 | HDL-MS08M.2C | SB-CMS-8in1 | 8合1传感器(20120621东哥安防中只有子网，设备，区域) | Eight sensors in one | 32 | 13 | FALSE |  | 13 |  | 200311200789_482507.jpg | FALSE | 5 100 12
319 | HDL-MIR01F.20 | SB-IR-EM | 1通道带电流检测红外发射模块(20120626东哥313基础上添加模拟长按键设置) | Smart IR transmitter with Current detection | 0 | 13 | FALSE | V3.0 - V3.01 | 30 |  | 1247807341423.jpg | FALSE | 0 0 0
320 | HDL-MIR04F.20 | HDL-MIR04F.20 | 4通道带电流检测红外发射模块(20130311东哥319基础上添加模拟长按键设置 增加通道设置) | 4ch IR emitter with Current detection | 0 | 13 | FALSE | V4.0 - V4.01 | 30 |  |  | FALSE | 0 0 0
321 | HDL-MS12.2C | HDL-MS12.2C(SB-CMS-12in1) | 12合1传感器(20130401新增恒照度调光底限) | 12 in 1 multi function sensor | 8 | 30 | FALSE | V2.0 | 30 |  |  | FALSE | 5 100 8
322 | HDL-MS08Mn.2C | SB-CMS-8in1 | 8合1传感器(20130425新八合一传感器，由胡振成完成功能补全温度读取) | Eight sensors in one | 32 | 30 | FALSE | V2.0 | 30 | 00642F |  | FALSE | 5 100 2
323 | HDL-MSP02.4C | HDL-MSP02.4C | 吸顶红外传感器组合 (20130628胡振成迷你传感器) | Ceiling mount PIR sensor | 7 | 30 | FALSE |  | M0516LAN |  |  | FALSE | 5 100 3
324 | HDL-MSPU03.4C | HDL-MSPU03.4C | 吸顶超声波传感器 (20130628胡振成迷你传感器) | Ceiling mount ultrasonic sensor | 7 | 30 | FALSE |  | M0516LAN |  |  | FALSE | 5 100 3
325 | HDL-MRF16.4C | HDL-MRF16.4C | 无线接收器(20090925newest) | Wireless receiver | 8 | 22 | FALSE |  | 16 |  |  | FALSE | 0 0 0
326 | HDL-MSPU03.4C | HDL-MSPU03.4C | 吸顶超声波传感器 (迷你传感器324基础上增加恒照度) | Ceiling mount ultrasonic sensor | 7 | 0 | FALSE | V4.01 |  |  |  | FALSE | 5 100 2
327 | HDL-MSP02.4C | HDL-MSP02.4C | 吸顶红外传感器组合 (迷你传感器323基础上增加恒照度) | Ceiling mount PIR sensor | 7 | 0 | FALSE | V4.01 |  |  |  | FALSE | 5 100 8
328 | HDL-MSP07M.4C | HDL-MSP07M.4C | 4代 吸顶7合1传感器 (312基础上增加恒照度,修改红外灵敏度最大为10) | PIR,temp & lux sensor | 7 | 0 | FALSE | V4.01 | M0516LAN |  |  | FALSE | 5 100 3
329 | HDL-MSP08M.4C | HDL-MSP08M.4C | 4代 吸顶8合1传感器(322基础上增加增加恒照度,修改红外灵敏度最大为10,取消红外接收界面) | Eight sensors in one | 32 | 0 | FALSE | V4.01 | M0516LAN |  |  | FALSE | 5 100 3
330 | HDL-MSOUT.4W | HDL-MSOUT.4W | 室外传感器组合 (20141201徐云辉323基础上去掉红外传感器添加微波,湿度传感器) | Microwave sensor | 7 | 0 | FALSE | V4.01 | M0516LAN |  |  | FALSE | 5 100 2
331 | HDL-MSW01.4C | HDL-MSW01.4C | 风光雨传感器组合 (20141201徐云辉323基础上去掉红外传感器添加亮度,湿度,风雨传感器) | Wind,rain & lux sensor | 7 | 30 | FALSE | V4.0 | M0516LAN | MSP2 |  | FALSE | 5 100 1
332 | HDL-MSW01.4C | HDL-MSW01.4C | 室内传感器组合 (20141201徐云辉323基础上去掉红外传感器添加微波,湿度传感器) | Ceiling mount sensor | 7 | 30 | FALSE | V4.0 |  |  |  | FALSE | 5 100 1
333 | HDL-MSW01.4C | HDL-MSW01.4C | 微波传感器 (20160426新型红外传感器) | Ceiling mount wave sensor | 7 | 30 | FALSE | V4.0 |  |  |  | FALSE | 5 100 1
334 | HDL-MSP02.4C | HDL-MSP02.4C | 吸顶红外传感器组合(327基础上逻辑修改为12，灵敏度100) | Ceiling mount PIR sensor | 7 | 0 | FALSE | V4.01 |  |  |  | FALSE | 5 100 8
335 | HDL-MSPU03.4C | HDL-MSPU03.4C | 吸顶超声波传感器(326基础上逻辑修改为12，灵敏度100) | Ceiling mount ultrasonic sensor | 7 | 0 | FALSE | V4.01 |  |  |  | FALSE | 5 100 2
336 | HDL-MSP07M.4C | HDL-MSP07M.4C | 4代 吸顶7合1传感器(328修改逻辑总数为12，灵敏度100) | PIR,temp & lux sensor | 7 | 0 | FALSE | V4.01 | M0516LAN |  |  | FALSE | 5 100 3
337 | HDL-MSP08M.4C | HDL-MSP08M.4C | 4代 吸顶8合1传感器(329基础上修改逻辑总数为12,灵敏度100) | Eight sensors in one | 32 | 0 | FALSE | V4.01 | M0516LAN |  |  | FALSE | 5 100 3
338 | HDL-MSP02.4C | HDL-MSP02.4C | 吸顶红外传感器组合(修改恒照度时间周期) | Ceiling mount PIR sensor | 7 | 0 | FALSE | V4.01 |  |  |  | FALSE | 5 100 8
340 | HDL-MSP08M.4C | HDL-MSP08M.4C | 吸顶8合1传感器(329基础上修改逻辑总数为12,灵敏度100) | Eight sensors in one | 32 | 0 | FALSE | V4.01 | M0516LAN |  |  | FALSE | 5 100 3
341 | HDL-MSP02M.4CT | HDL-MSP02M.4CT | 吸顶红外传感器组合(327基础上逻辑修改为12，灵敏度100) | Ceiling mount PIR sensor | 7 | 0 | FALSE | V4.01 |  |  |  | FALSE | 5 100 8
342 | HDL-MSPU03.4C | HDL-MSPU03.4C | 吸顶超声波传感器(326基础上逻辑修改为12，灵敏度100) | Ceiling mount ultrasonic sensor | 7 | 0 | FALSE | V4.01 |  |  |  | FALSE | 5 100 2
351 | HDL-MS04 | SB-DRY-4Z | 4路传感器输入模块(20110819按键模式增多 状态反馈机械开关内部状态取反+电子开关加延迟 ) | 4 zone dry contact module | 4 | 16 | FALSE |  | 16 |  |  | FALSE | 4 0 4
352 | HDL-MS24.232 | HDL-MS24.232(SB-DN-DRY-24Z) | 24路传感器输入模块(20120625在142基础上新安防+调光保存) | 24 zone dry contact module | 24 | 16 | FALSE |  | 16 |  |  | FALSE | 4 0 24
353 | HDL-MS24.232 | HDL-MS24.232(SB-DN-DRY-24Z) | 24路传感器输入模块(20120628在薛柯利在352基础上开启机械开关开状态的动作延时) | 24 zone dry contact module | 24 | 16 | FALSE |  | 16 |  |  | FALSE | 4 0 24
354 | HDL-MS04 | SB-DRY-4Z | 4路传感器输入模块(20120920在137基础上添加功能能一，多功能2两种开关模式，对应作用是单一开/关) | 4 zone dry contact module | 4 | 16 | FALSE |  | 16 |  |  | FALSE | 4 0 4
355 | HDL-MSD04.40 | HDL-MSD04.40 | 4路传感器输入模块(20130415薛柯利354基础上添加防拆功能，校准临界值新PCB，加并联开关等) | 4 zone dry contact module | 4 | 16 | FALSE | V4.0 - V 4.01 | 00925A | SD1 |  | FALSE | 4 0 4
356 | HDL-MS04 | SB-DRY-4Z | 4路传感器输入模块(20130407在354基础上添加，并联开关，类似单一开/关) | 4 zone dry contact module | 4 | 16 | FALSE | V4.0 - V4.01 | 21 |  | AirCondition.jpg | FALSE | 4 0 4
357 | HDL-MSD08.40 | HDL-MSD08.40 | 8路传感器输入模块(20130415薛柯利354基础上添加防拆功能，校准临界值新PCB，加并联开关等) | 8 zone dry contact module | 8 | 16 | FALSE | V4.0 - V 4.01 | 00948 | SD2 |  | FALSE | 4 0 8
358 | HDL-MS24.232 | HDL-MS24.232(SB-DN-DRY-24Z) | 24路干接点输入模块(20130927在薛柯利在353基础上增加多功能开关并联开关) | 24 zone dry contact module | 24 | 16 | FALSE | V4.0 - V 4.01 | 6 |  |  | FALSE | 4 0 24
359 | HDL-MS28 | HDL-MS28 | 传感器输入模块(20130927在薛柯利在358基础上增加LED亮度命令) | Sensor input module | 28 | 0 | FALSE | V4.01 |  |  |  | FALSE | 4 0 28
360 | HDL-MS38IO.433 | HDL-MS38IO.433 | 38路输入输出模块(MS24 358的基础上增加MS38) | 38 zone dry contact module | 38 | 0 | FALSE | V4.01 |  |  |  | FALSE | 4 0 38
361 | HDL-MSD04.40 | HDL-MSD04.40 | 4路传感器输入模块(355 基础上20160226统一目标配置操作码,增加简易编成) | 4 zone dry contact module | 4 | 16 | FALSE | V4.0 | 00925A | SD1 |  | FALSE | 0 0 0
362 | HDL-MSD08.40 | HDL-MSD08.40 | 8路传感器输入模块(357 基础上20160226统一目标配置操作码,增加简易编成) | 8 zone dry contact module | 8 | 16 | FALSE | V4.0 | 00925A | SD1 |  | FALSE | 0 0 0
363 | HDL-MSC06.432 | HDL-MSC06.432 | 6路输入输出模块(20160428新的传感器输入输出模块) | 6 channels input and output module | 6 | 16 | FALSE | V4.0 |  |  |  | FALSE | 0 0 0
364 | HDL-MS38IO.433 | HDL-MS38IO.433 | 38路输入输出模块(新的MS38增加简易编程) | 38 zone dry contact module | 38 | 16 | FALSE | V4.0 |  |  |  | FALSE | 0 0 0
365 | HDL-MSD04T.40 | HDL-MSD04T.40 | 4通道干接点传感器(20160927 361基础上增加温度 增加组合开关拆分新类型) | 4 zone dry contact module with temp. sensor | 4 | 16 | FALSE | V4.0 |  | SD2 |  | FALSE | 0 0 0
366 | HDL-MSD04.40 | HDL-MSD04.40 | 4路传感器输入模块(361 基础上20160226 增加新控制类型) | 4 zone dry contact module | 4 | 16 | FALSE | V4.0 | 00925A | SD1 |  | FALSE | 0 0 0
367 | HDL-MSD08.40 | HDL-MSD08.40 | 8路传感器输入模块(362 基础上20160226统一目标配置操作码,增加简易编成增加新控制类型 组合开和关两组目标) | 8 zone dry contact module | 8 | 16 | FALSE | V4.0 | 00925A | SD1 |  | FALSE | 0 0 0
368 | HDL-MHS51.231 | HDL-MHS51.231 | 51路传感器输入模块(38路干接点364基础上扩展到51路) | 51 zone dry contact module | 51 | 16 | FALSE | V4.0 | 00925A | SD1 |  | FALSE | 0 0 0
369 | HDL-MS38IO.433 | HDL-MS38IO.433 | 38路输入输出模块(364 基础上增加按键模式-短按长按 20170421) | 38 zone dry contact module | 38 | 16 | FALSE | V4.0 |  |  |  | FALSE | 0 0 0
370 | HDL-MS24.232 | HDL-MS24.232 | 24路干接点输入模块(20180103增加长短按模式) | 24 zone dry contact module | 24 | 16 | FALSE | V4.0 - V 4.01 | 6 |  |  | FALSE | 4 0 24
371 | HDL-MSD04T.40 | HDL-MSD04T.40 | 4通道干接点传感器(20180129 134基础上增加热敏电阻) | 4 zone dry contact module with temp. sensor | 4 | 21 | FALSE | V2.0 | MEGA16A |  |  | FALSE | 5 2 4
372 | HDL-MSP02.4C | HDL-MSP02.4C | 吸顶红外传感器组合(特殊版本 327基础上修改温度补偿) | Ceilingmount PIR sensor | 7 | 0 | FALSE | V4.01 |  |  |  | FALSE | 5 100 8
373 | HDL-MSC06.432 | HDL-MSC06.432 | 6路输入输出模块(20180720新的传感器输入输出模块) | 6 channels input and output module | 6 | 16 | FALSE | V4.0 |  |  |  | FALSE | 0 0 0
374 | HDL-MSD04T.40 | HDL-MSD04T.40 | 4通道干接点传感器(20180913 371基础上增加新功能) | 4 zone dry contact module with temp. sensor | 4 | 21 | FALSE | V2.0 | MEGA16A |  |  | FALSE | 5 2 4
375 | HDL-MSP08M.4C | HDL-MSP08M.4C | 吸顶8合1传感器(340基础上修改温度为-10到10) | Eight sensors in one | 32 | 0 | FALSE | V4.01 | M0516LAN |  |  | FALSE | 5 100 3
400 | HDL-MAIR01 | SB-MAIR01 | 空调温度控制器 | Air-condition controller | 0 | 21 | FALSE |  | 6 |  |  | FALSE | 0 0 0
423 | HDL-MR0416C.431 | HDL-MR0416C.431 | 4路16A继电器 (带负载反馈2012-11-21新增楼梯自动关闭 窗帘互斥) | 4 channels 16A relay | 4 | 6 | FALSE |  | 6 | HW00018 |  | FALSE | 1 1 4
424 | HDL-MR0416.231 | SB-DN-R0416 | 4路16A智能继电器(BUS2) | 4ch 16A intelligent relay module | 4 | 6 | FALSE | V2.0 | 6 |  |  | FALSE | 1 1 4
425 | HDL-MR0616-B | SB-DN-R0616 | 6路16A继电器 (带负载反馈) | 6 channels 16A relay | 6 | 6 | FALSE |  | 6 |  |  | FALSE | 1 1 6
426 | HDL-MR0616.232 | SB-DN-R0616 | 6路16A智能继电器(BUS2) | 6ch 16A intelligent relay module | 6 | 6 | FALSE |  | 6 |  |  | FALSE | 1 1 6
427 | HDL-MR0820C.232 | SB-DN-R0820 | 8路20A智能继电器模块 (带电流检测) | 8 channels 20A intelligent relay module | 8 | 6 | FALSE | V2.0 | 6 |  | spot off 2.bmp | FALSE | 1 1 8
428 | HDL-MR0816.232 | SB-DN-R0816 | 8路16A智能继电器 | 8ch 16A intelligent relay relay module | 8 | 6 | FALSE | V2.0 | 6 |  |  | FALSE | 1 1 8
429 | HDL-MR1220-A | SB-DN-R1220 | 12路20A继电器 | 12 channels 20A relay | 12 | 6 | FALSE | V2.0 | 6 |  | d45d70e2f62e4856e7f20c95a1290404.jpg | FALSE | 1 1 12
430 | HDL-MR1216.233 | SB-DN-R1216 | 12路16A继电器 | 12 channels 16A relay | 12 | 6 | FALSE | V2.0 | 6 |  |  | FALSE | 1 1 12
431 | HDL-MR1205-A | SB-DN-R1205 | 12路5A继电器 | 12 channels 5A relay | 12 | 6 | FALSE |  | 6 |  |  | FALSE | 1 1 12
432 | HDL-MR2420-A | SB-DN-R2420 | 24路20A继电器 | 24 channels 20A relay | 24 | 6 | FALSE |  | 6 |  |  | FALSE | 1 1 24
433 | HDL-MR0416C.431 | HDL-MR0416C.431 | 4路16A继电器(电流反馈) | 4 channels 16A relay | 4 | 6 | FALSE |  | 6 | HW00018 |  | FALSE | 1 1 4
434 | HDL-MR0420-A | SB-DN-R0420 | 4路20A继电器 | 4 channels 20A relay | 4 | 6 | FALSE |  | 6 |  |  | FALSE | 1 1 4
435 | HDL-MR0410.231 | SB-DN-R0410 | 4路10A继电器(20090818) | 4 channels 10A relay | 4 | 6 | FALSE |  | 6 |  |  | FALSE | 1 1 4
436 | HDL-MR0810.232 | SB-DN-R0810 | 8路10A继电器(20090818) | 8 channels 10A relay | 8 | 6 | FALSE |  | 6 |  |  | FALSE | 1 1 8
437 | HDL-MR0425.231 | SB-DN-R0425 | 4路25A智能继电器(BUS2) | 4ch 25A intelligent relay module | 4 | 6 | FALSE |  | 6 |  |  | FALSE | 1 1 4
438 | HDL-MR0410.331 | SB-DN-R0410-III | 4路10A继电器(20110506) | 4 channels 10A relay | 4 | 6 | FALSE | V3.0 | 6 |  |  | FALSE | 1 1 4
439 | HDL-MR0810.332 | SB-DN-R0810-III | 8路10A继电器(20110506) | 8 channels 10A relay | 8 | 6 | FALSE | V3.0 | 6 |  |  | FALSE | 1 1 8
440 | HDL-MR1210.333 | SB-DN-R1210-III | 12路10A继电器(20110506) | 12 channels 10A relay | 12 | 6 | FALSE | V3.0 | 6 |  |  | FALSE | 1 1 12
441 | HDL-MR0410.331 | SB-DN-R0410-III | 4路10A继电器(20110922dicky新增楼梯自动关闭 窗帘互斥) | 4 channels 10A relay III | 4 | 6 | FALSE | V3.0 | 6 |  |  | FALSE | 1 1 4
442 | HDL-MR0810.332 | SB-DN-R0810-III | 8路10A继电器(20110922dicky新增楼梯自动关闭 窗帘互斥) | 8 channels 10A relay III | 8 | 6 | FALSE | V3.0 | 6 |  |  | FALSE | 1 1 8
443 | HDL-MR1210.333 | SB-DN-R1210-III | 12路10A继电器(20110922dicky新增楼梯自动关闭 窗帘互斥) | 12 channels 10A relay III | 12 | 6 | FALSE |  | 6 |  |  | FALSE | 1 1 12
444 | HDL-MR0416.431 | HDL-MR0416.431 | 4路16A继电器(2012-11-21新增楼梯自动关闭 窗帘互斥) | 4 channels 16A relay IV | 4 | 6 | FALSE | V4.03 - V4.06 | 00665B | HW00017 |  | FALSE | 1 1 4
445 | HDL-MR0816.432 | HDL-MR0816.432 | 8路16A继电器(2012-11-21新增楼梯自动关闭 窗帘互斥) | 8 channels 16A relay IV | 8 | 6 | FALSE | V4.03 - V4.06 | 00665B | HW00019 |  | FALSE | 1 1 8
446 | HDL-MR1216.433 | HDL-MR1216.433 | 12路16A继电器(2012-11-21新增楼梯自动关闭 窗帘互斥) | 12 channels 16A relay IV | 12 | 6 | FALSE | V4.03 - V4.06 | 00665B | HW00020 |  | FALSE | 1 1 12
447 | HDL-MR0410.431 | HDL-MR0410.431 | 4路10A继电器(20130530新增楼梯自动关闭 窗帘互斥,新PCB板新接线段子) | 4 channels 10A relay IV | 4 | 6 | FALSE | V4.03 - V4.06 | 01069 | HW00013 |  | FALSE | 1 1 4
448 | HDL-MR0810.432 | HDL-MR0810.432 | 8路10A继电器(20130530新增楼梯自动关闭 窗帘互斥,新PCB板新接线段子) | 8 channels 10A relay IV | 8 | 6 | FALSE | V4.03 - V4.06 | 01069 | HW00014 |  | FALSE | 1 1 8
449 | HDL-MR1210.433 | HDL-MR1210.433 | 12路10A继电器(20130530新增楼梯自动关闭 窗帘互斥,新PCB板新接线段子) | 12 channels 10A relay IV | 12 | 6 | FALSE | V4.03 - V4.06 | 01069 | HW00015 | 161.jpg | FALSE | 1 1 12
450 | HDL-MR1616.434 | HDL-MR1616.434 | 16路16A继电器(2014-03-12新增楼梯自动关闭 窗帘互斥) | 16 channels 16A relay IV | 16 | 6 | FALSE | V4.03 - V4.06 | 00665B | HW00021 |  | FALSE | 1 1 16
451 | HDL-MR1610.433 | HDL-MR1610.433 | 16路10A继电器(450 基础上增加关闭保护延时,关闭延时) | 16 channels 10A relay IV | 16 | 0 | FALSE | V4.01 | 01069 | HW00016 |  | FALSE | 1 1 16
452 | 伊朗使用设备类型 | 伊朗使用设备类型 | 伊朗使用设备类型 | 伊朗使用设备类型lamp | 6 | 1 | FALSE | V1.0 |  |  |  | FALSE | 0 0 0
453 | 伊朗使用设备类型2 | 伊朗使用设备类型 | 伊朗使用设备类型 | 伊朗使用设备类型lamp | 6 | 1 | FALSE | V1.0 |  |  |  | FALSE | 0 0 0
454 | HDL-MPPI3R.48 | HDL-MPPI3R.48 | 4代，86墙装，电源底座接口+3路继电器 | 3ch Relay power interface | 6 | 1 | FALSE | V4.0 |  |  |  | FALSE | 1 1 12
455 | HDL-MRDA0610.432 | HDL-MRDA0610.432 | 6路0-10V输出,可调光日光灯的场景控制器(36基础上增加调光曲线,0-10V输出) | 6 channels,0-10V output,dimmable scene controller of fluorescent lamp | 6 | 1 | FALSE | V4.0 |  |  |  | FALSE | 1 1 16
456 | HDL-MR0810.332 | SB-DN-R0810-III | 第三代 8路10A继电器(20150914 增加窗帘功能) | 8 channels 10A relay | 8 | 6 | FALSE | V4.0 |  |  |  | FALSE | 1 0 6
457 | HDL-MPPI3R.48 | HDL-MPPI3R.48 | 4代，86墙装，电源底座接口+3路继电器+HVAC功能 | 3ch relay power interface | 3 | 1 | FALSE | V4.0 |  |  |  | FALSE | 1 7 18
458 | HDL-MR0416C.431 | HDL-MR0416C.431 | 4路16A继电器 (带负载反馈2016-12-23新增继电器窗帘选择 回路使能 无序列) | 4 channels 16A relay | 4 | 6 | FALSE |  | 6 | HW00018 |  | FALSE | 1 1 4
459 | HDL-MR0416.431 | HDL-MR0416.431 | 4路16A继电器(2016-12-23新增继电器窗帘选择 回路使能 无序列) | 4 channels 16A relay IV | 4 | 6 | FALSE | V4.03 - V4.06 | 00665B | HW00017 |  | FALSE | 1 1 4
460 | HDL-MR0816.432 | HDL-MR0816.432 | 8路16A继电器(2016-12-23新增继电器窗帘选择 回路使能 无序列) | 8 channels 16A relay IV | 8 | 6 | FALSE | V4.03 - V4.06 | 00665B | HW00019 |  | FALSE | 1 1 8
461 | HDL-MR1216.433 | HDL-MR1216.433 | 12路16A继电器(2016-12-23新增继电器窗帘选择 回路使能) | 12 channels 16A relay IV | 12 | 6 | FALSE | V4.03 - V4.06 | 00665B | HW00020 |  | FALSE | 1 1 12
462 | HDL-MR0410.431 | HDL-MR0410.431 | 4路10A继电器(2016-12-23新增继电器窗帘选择 回路使能 无序列) | 4 channels 10A relay IV | 4 | 6 | FALSE | V4.03 - V4.06 | 01069 | HW00013 |  | FALSE | 1 1 4
463 | HDL-MR0810.432 | HDL-MR0810.432 | 8路10A继电器(2016-12-23新增继电器窗帘选择 回路使能) | 8 channels 10A relay IV | 8 | 6 | FALSE | V4.03 - V4.06 | 01069 | HW00014 |  | FALSE | 1 1 8
464 | HDL-MR1210.433 | HDL-MR1210.433 | 12路10A继电器(2016-12-23新增继电器窗帘选择 回路使能) | 12 channels 10A relay IV | 12 | 6 | FALSE | V4.03 - V4.06 |  | HW00015 | 161.jpg | FALSE | 1 1 12
465 | HDL-MR1616.434 | HDL-MR1616.434 | 16路16A继电器(2016-12-23新增继电器窗帘选择 回路使能) | 16 channels 16A relay IV | 16 | 6 | FALSE | V4.03 - V4.06 |  | HW00021 |  | FALSE | 1 1 16
466 | HDL-MR1610.433 | HDL-MR1610.433 | 16路10A继电器(2016-12-23新增继电器窗帘选择 回路使能) | 16 channels 10A relay IV | 16 | 0 | FALSE | V4.01 |  | HW00016 |  | FALSE | 1 1 16
467 | HDL-MPPI3R.48 | HDL-MPPI3R.48 | 4代，86墙装，电源底座接口+3路继电器+HVAC功能(20171109 457基础上增加模式风速) | 3ch relay power interface | 3 | 1 | FALSE | V4.0 |  |  |  | FALSE | 1 7 18
468 | HDL-MRDA0610.432 | HDL-MRDA0610.432 | 6路0-10V输出,可调光日光灯的场景控制器(20180411 455一致) | 6 channels,0-10V output,dimmable scene controller of fluorescent lamp | 6 | 1 | FALSE | V4.0 |  |  |  | FALSE | 1 1 16
469 | HDL-MPPI4R/Titan.48 | HDL-MPPI4R/Titan.48 | 方逸面板/4CH5A继电器底座(20180421) | Titan/4ch relay base | 4 | 1 | FALSE | V4.0 |  |  |  | FALSE | 1 7 18
470 | HDL-MRDA0610.432 | HDL-MRDA0610.432 | 6路0-10V输出,可调光日光灯的场景控制器(36基础上修改设备类型) | 6 channels,0-10V output,dimmable scene controller of fluorescent lamp | 6 | 1 | FALSE | V4.3 - V4.6 | 00836C | HW00010 | fruit.bmp | FALSE | 1 0 6
500 | HDL-MTS7000 | SB-WL-TL7 | 触摸屏 | 7" color touch screen | 0 | 18 | FALSE |  | 1 |  |  | FALSE | 1 6 13
596 | HDL-MH12 | HDL-MH12 | 酒店客房控制模块(201410 30 599基础上去掉区域 场景,窗帘延时) | Hotel room control module | 18 | 0 | FALSE | V4.01 |  |  |  | FALSE | 0 0 0
597 | HDL-HMIX13 | HDL-HMIX13 | 酒店客房控制模块(20130729胡振成新增特殊版本伊朗，去掉窗帘替换为relay) | Hotel room control module | 13 | 1 | FALSE |  | 1 |  |  | FALSE | 0 0 0
598 | HDL-MD08DSI.232 | HDL-MD08DSI.232 | 8路DSI控制器(2012高中新增调光器) | 8ch DSI controller | 8 | 1 | FALSE |  | 1 |  | 161.jpg | FALSE | 1 0 8
599 | HDL-MH12 | SB-DN-HMIX12 | 酒店客房控制模块(20110610新版新功能胡振成) | Hotel room control module | 12 | 1 | FALSE | V2.0 | 1 |  |  | FALSE | 1 1 12
600 | HDL-MD0602.232 | SB-DN-D0602 | 6路2A智能调光器 | 6ch 2A intelligent dimming module | 6 | 1 | FALSE | V2.0 | 2 |  |  | FALSE | 1 0 6
601 | HDL-MD0403.232 | SB-DN-D0403 | 4路3A智能调光器 | 4ch 3A intelligent dimming module | 4 | 1 | FALSE | V2.0 | 2 |  |  | FALSE | 1 0 4
602 | HDL-MD0206.232 | SB-DN-D0206 | 2路6A智能调光器 | 2ch 6A intelligent dimming module | 2 | 1 | FALSE | V2.0 | 1 |  |  | FALSE | 1 0 2
603 | HDL-MH10 | SB-DN-RMIX10 | 酒店客房控制模块(200809) | Hotel room control module | 9 | 1 | FALSE |  | 1 |  |  | FALSE | 1 1 9
604 | HDL-MP4RML-A | SB-DLP | 酒店专用多功能面板(20090515) | panel for hotel | 4 | 2 | FALSE |  | 1 |  |  | FALSE | 4 1 16
605 | HDL-MP4RML-A | SB-DLP | 酒店专用多功能面板(20100603酒店面板加闹钟没音乐) | panel for hotel | 4 | 2 | FALSE |  | 1 |  |  | FALSE | 4 1 16
606 | HDL-MDT0203.233 | SB-DN-DT0203 | 2路3A智能调光场景控制器 (MOS管调光20110125) | 2ch 3A trailing edge dimming module | 2 | 1 | FALSE | V4.0 - V 4.01 | 1 |  |  | FALSE | 1 0 2
607 | HDL-MDT0402.233 | SB-DN-DT0402 | 4路2A智能调光场景控制器(MOS管调光20110125) | 4ch 2A trailing edge dimming module | 4 | 1 | FALSE | V4.0 - V 4.01 | 1 |  |  | FALSE | 1 0 4
608 | HDL-MDT0601.233 | SB-DN-DT0601 | 6路1A智能调光场景控制器 (MOS管调光20110125) | 6ch 1A trailing edge dimming module | 6 | 1 | FALSE | V4.0 - V 4.01 | 1 |  | 161.jpg | FALSE | 1 0 6
609 | HDL-MDT0106.233 | SB-DN-DT0106 | 1路6A智能调光场景控制器 (MOS管调光20110505) | 1ch 6A trailing edge dimming module | 1 | 1 | FALSE | V4.0 - V 4.01 | 1 |  |  | FALSE | 1 0 1
610 | HDL-MD0602.232 | SB-DN-D0602 | 6路2A智能调光器(20120627在600基础上添加温度读取和调光曲线，胡振成要求添加) | 6ch 2A intelligent dimming module | 6 | 1 | FALSE |  | 1 |  |  | FALSE | 1 0 6
611 | HDL-MD0403.232 | SB-DN-D0403 | 4路3A智能调光器(20120627在600基础上添加温度读取和调光曲线，胡振成要求添加) | 4ch 3A intelligent dimming module | 4 | 1 | FALSE |  | 1 |  |  | FALSE | 1 0 4
612 | HDL-MD0206.232 | SB-DN-D0206 | 2路6A智能调光器(20120627在600基础上添加温度读取和调光曲线，胡振成要求添加) | 2ch 6A intelligent dimming module | 2 | 1 | FALSE |  | 1 |  |  | FALSE | 1 0 2
613 | HDL-MLED0605.432 | HDL-MLED0605.432 | 6路5A智能LED调光模块(20121218在610基础上去掉电源电压设置,去掉查看散热器温度,去掉调光曲线设置) | 6ch 5A Intelligent LED dimming module | 6 | 1 | FALSE | V4.01 |  | HW00011 |  | FALSE | 1 0 6
614 | HDL-MD0206.432 | HDL-MD0206.432 | 2路6A可控硅调光器(不分前后沿选择，其他类似20130307 new PCB温度只有一个) | 2ch 6A leading edge dimming module | 2 | 1 | TRUE | V4.0 - V 4.01 | ATMEGA32A_1 | HW00003 |  | FALSE | 1 0 2
615 | HDL-MD0403.432 | HDL-MD0403.432 | 4路3A智能可控硅调光器(不分前后沿选择，其他类似20130307 new PCB温度只有一个) | 4ch 3A leading edge dimming module | 4 | 1 | TRUE | V4.0 - V 4.01 | ATMEGA32A_1 | HW00004 |  | FALSE | 1 0 4
616 | HDL-MD0405.433 | HDL-MD0405.433 | 4路5A智能可控硅调光器(不分前后沿选择，其他类似20130307 new PCB温度只有一个) | 4ch 5A leading edge dimming module | 4 | 1 | TRUE | V4.0 - V 4.01 | ATMEGA32A_1 | HW00005 |  | FALSE | 1 0 4
617 | HDL-MD0602.432 | HDL-MD0602.432 | 6路2A智能可控硅调光器(不分前后沿选择，其他类似20130307 new PCB温度只有一个) | 6ch 2A leading edge dimming module | 6 | 1 | TRUE | V4.0 - V 4.01 | ATMEGA32A_1 | HW00006 |  | FALSE | 1 0 6
618 | HDL-MDT0106.433 | HDL-MDT0106.433 | 1路6A智能MOS管调光场景控制(20130806 new PCB温度只有一个) | 1ch 6A trailing edge dimming module | 1 | 1 | TRUE | V4.0 - V 4.01 | ATMEGA32A_1 | ND2 | 20060410171527.jpg | FALSE | 1 0 1
619 | HDL-MDT0203.433 | HDL-MDT0203.433 | 2路3A智能MOS管调光器(20130806 new PCB温度只有一个) | 2ch 3A trailing edge dimming module | 2 | 1 | TRUE | V4.0 - V 4.01 | ATMEGA32A_1 | HW00007 | 20060410171527.jpg | FALSE | 1 0 2
620 | HDL-MDT04015.433 | HDL-MDT04015.433 | 4路1.5A智能MOS管调光器(20130806 new PCB温度只有一个) | 4ch 1.5A trailing edge dimming module | 4 | 1 | TRUE | V4.0 - V 4.01 | ATMEGA32A_1 | HW00008 | 20060410171527.jpg | FALSE | 1 0 4
621 | HDL-MDT0601.433 | HDL-MDT0601.433 | 6路1A智能MOS管调光器(20130806 new PCB温度只有一个) | 6ch 1A trailing edge dimming module | 6 | 1 | TRUE | V4.0 - V 4.01 | ATMEGA32A_1 | HW00009 | 20060410171527.jpg | FALSE | 1 0 6
622 | HDL-MDLED0605.432 | HDL-MDLED0605.432 | 6路5A智能LED调光模块(20140623在613基础上去掉电源电压设置,去掉查看散热器温度,(20140626加上调光曲线设置)) | 6ch 5A Intelligent LED dimming module | 6 | 0 | FALSE | V4.01 |  | HW00011 |  | FALSE | 1 0 6
623 | HDL-MDLED0407.432 | HDL-MDLED0407.432 | 4路7A智能LED调光模块(东哥608基础上去掉电源电压设置,去掉查看散热器温度,去掉调光曲线,增加逻辑回路) | 4ch 7A Intelligent LED dimming module | 4 | 0 | FALSE | V4.01 |  |  |  | FALSE | 1 0 4
624 | HDL-MHD02R18 | HDL-MHD02R18 | 酒店客房控制模块(596基础上增加两个调光回路) | Hotel room control module | 20 | 0 | FALSE | V1.0 |  |  |  | FALSE | 0 0 0
625 | HDL-MHD02R18 | HDL-MHD02R18 | 酒店客房控制模块(2017 01 22 624基础上增加空调功能只控制风速) | Hotel room control module | 20 | 0 | FALSE | V1.0 |  |  |  | FALSE | 0 0 0
626 | HDL-MDH0610A.4D | HDL-MDH0610A.4D | 大功率调光器(20170724) | High performance dimmer | 6 | 0 | FALSE | V4.01 |  | HW00011 |  | FALSE | 1 0 6
627 | HDL-MPPI2D/Titan.48 | HDL-MPPI2D/Titan.48 | 方逸面板/2CH2A调光底座 | Titan/2ch dimming base | 2 | 0 | FALSE | V4.01 |  | HW00011 |  | FALSE | 1 0 6
628 | HDL-MHMIX10.231 | HDL-MHMIX10.231 | 10路混合模块(跟624功能类似8继电器回路，2路调光) | 10ch extension module | 10 | 0 | FALSE | V1.0 |  |  |  | FALSE | 0 0 0
629 | HDL-MHMIX08.231 | HDL-MHMIX08.231 | 8路混合模块(跟624功能类似8继电器回路) | 8ch extension module | 8 | 0 | FALSE | V1.0 |  |  |  | FALSE | 0 0 0
630 | HDL-MDT04015.533 | HDL-MDT04015.533 | 4路1.5A智能MOS管调光器(20181126 620基础上增加组合调光底限) | 4ch 1.5A trailing edge dimming module | 4 | 1 | TRUE | V4.0 - V 4.01 | ATMEGA32A_1 | HW00008 | 20060410171527.jpg | FALSE | 1 0 4
631 | HDL-MD0206.432 | HDL-MD0206.432 | 2路6A可控硅调光器(20181295 614基础上增加组合调光底限和回路关联) | 2ch 6A leading edge dimming module | 2 | 1 | TRUE | V4.0 - V 4.01 | ATMEGA32A_1 | HW00003 |  | FALSE | 1 0 2
632 | HDL-MD0403.432 | HDL-MD0403.432 | 4路3A智能可控硅调光器(20181205 615基础上增加组合调光底限和回路关联) | 4ch 3A leading edge dimming module | 4 | 1 | TRUE | V4.0 - V 4.01 | ATMEGA32A_1 | HW00004 |  | FALSE | 1 0 4
633 | HDL-MD0602.432 | HDL-MD0602.432 | 6路2A智能可控硅调光器(20181205 617基础上增加组合调光底限和回路关联) | 6ch 2A leading edge dimming module | 6 | 1 | TRUE | V4.0 - V 4.01 | ATMEGA32A_1 | HW00006 |  | FALSE | 1 0 6
634 | HDL-MDT0203.433 | HDL-MDT0203.433 | 2路3A智能MOS管调光器(20181205 619基础上增加组合调光底限和回路关联) | 2ch 3A trailing edge dimming module | 2 | 1 | TRUE | V4.0 - V 4.01 | ATMEGA32A_1 | HW00007 | 20060410171527.jpg | FALSE | 1 0 2
635 | HDL-MDT04015.433 | HDL-MDT04015.433 | 4路1.5A智能MOS管调光器(20181205 620基础上增加组合调光底限和回路关联) | 4ch 1.5A trailing edge dimming module | 4 | 1 | TRUE | V4.0 - V 4.01 | ATMEGA32A_1 | HW00008 | 20060410171527.jpg | FALSE | 1 0 4
636 | HDL-MDT0601.433 | HDL-MDT0601.433 | 6路1A智能MOS管调光器(20181205 621基础上增加组合调光底限和回路关联) | 6ch 1A trailing edge dimming module | 6 | 1 | TRUE | V4.0 - V 4.01 | ATMEGA32A_1 | HW00009 | 20060410171527.jpg | FALSE | 1 0 6
700 | HDL-MW02 | SB-DN-2Motor | 2路窗帘控制器 | 2ch window curtain controller | 2 | 5 | FALSE |  | 5 |  | 20060410171527.jpg | FALSE | 2 2 2
701 | HDL-MW02 | SB-DN-2Motor | 2路窗帘控制器 | 2ch window curtain controller | 2 | 5 | FALSE |  | 5 |  | 20060410171527.jpg | FALSE | 2 2 2
702 | HDL-MW02 | SB-DN-2Motor | 2路窗帘控制器 | 2ch window curtain controller | 2 | 5 | FALSE |  | 5 |  | 20060410171527.jpg | FALSE | 2 2 2
703 | HDL-MW02 | SB-DN-2Motor | 2路窗帘控制器(20081113) | 2ch window curtain controller | 2 | 5 | FALSE |  | 5 |  | 20060410171527.jpg | FALSE | 2 2 2
704 | HDL-MW02.231 | SB-DN-2Motor | 2路窗帘控制器(20081114) | 2ch window curtain controller | 2 | 5 | FALSE |  | 5 |  | 20060410171527.jpg | FALSE | 2 2 2
705 | HDL-MW02.231 | SB-DN-2Motor | 2路窗帘控制器(20100518) | 2ch window curtain controller | 2 | 5 | FALSE |  | 5 |  |  | FALSE | 2 2 2
706 | HDL-MW02.231 | SB-DN-2Motor | 2路窗帘控制器(20110729newType邓冠金新类型) | 2ch window curtain controller | 2 | 5 | FALSE |  | 5 |  |  | FALSE | 2 2 2
707 | HDL-MW02.231 | SB-DN-2Motor | 2路窗帘控制器(20121121在706上添加时间保护功能，即去掉关延时功能) | 2ch window curtain controller | 2 | 5 | FALSE | V2.0 |  |  |  | FALSE | 2 2 2
708 | HDL-MWM70B.12 | HDL-MWM70B.12 | 开合帘电机(20130529在706上添加拖拽功能和百分比控制) | Curtain motor | 1 | 5 | FALSE | V0.01 - V 0.04 |  | HW00026 | FINANCE.BMP | FALSE | 2 0 1
709 | HDL-MVSM45B.12 | HDL-MVSM45B.12 | 卷帘电机(20141113在708上添加) | Roller curtain motor | 1 | 0 | FALSE | V1.01 |  | HW00028 |  | FALSE | 2 1 1
710 | HDL-MWM70B.12 | HDL-MWM70B.12 | 开合帘电机(20130529在706上添加拖拽功能和百分比控制) | Curtain motor | 1 | 73 | FALSE | V1.0 |  | HW00026 |  | FALSE | 2 0 1
711 | HDL-MVSM45B.11 | HDL-MVSM45B.11 | 卷帘电机(20141113在708上添加) | Roller curtain motor | 1 | 73 | FALSE | V1.0 |  | HW00027 |  | FALSE | 0 0 0
712 | HDL-MWM60B.1D | HDL-MWM60B.1D | 开合帘电机(20150917在原来基础上增加时间设置) | Curtain motor | 1 | 73 | FALSE | V1.0 |  |  |  | FALSE | 0 0 0
713 | HDL-MW02.431 | HDL-MW02.431 | 2路窗帘控制器(20110729newType邓冠金新类型20160317更新为4代，功能不变) | 2ch Window Curtain controller | 2 | 5 | FALSE | V1.0 |  | HW00025 |  | FALSE | 2 2 2
714 | HDL-MW04.431 | HDL-MW04.431 | 4路窗帘控制器(20160513待确认飞哥) | 4ch window curtain controller | 4 | 5 | FALSE | V1.0 |  | NW1 |  | FALSE | 0 0 0
715 | HDL-MWM70B.22 | HDL-MWM70B.22 | 开合帘电机(20160624制) | Curtain motor | 1 | 73 | FALSE | V1.0 |  | HW00026 |  | FALSE | 0 0 0
716 | HDL-MVSM45B.22 | HDL-MVSM45B.22 | 卷帘电机(709上修改) | Roller curtain motor | 1 | 73 | FALSE | V1.0 |  | HW00028 |  | FALSE | 0 0 0
717 | HDL-MVSM45B.12 | HDL-MVSM45B.12 | 卷帘电机(711上修改） | Roller curtain motor | 1 | 73 | FALSE | V1.0 |  | HW00027 |  | FALSE | 0 0 0
718 | HDL-MVSM35B.12D | HDL-MVSM35B.12D | 卷帘电机( 2017 01 16 管径不同717上修改） | Roller curtain motor | 1 | 73 | FALSE | V1.0 |  | HW00027 |  | FALSE | 0 0 0
719 | HDL-MW02.431 | HDL-MW02.431 | 2路窗帘控制器(20170215甄亚飞增加不同马达的适应 功能不变) | 2ch window curtain controller | 2 | 5 | FALSE | V1.0 |  | HW00025 |  | FALSE | 2 2 2
720 | HDL-MWM70B.22 | HDL-MWM70B.22 | 开合帘电机(20170216增加手动自动测距功能的选择) | Curtain motor | 1 | 73 | FALSE | V1.0 |  | HW00026 |  | FALSE | 0 0 0
721 | HDL-MWM70B.11 | HDL-MWM70B.11 | 开合帘电机-110V(20171013) | Curtain motor-110V | 1 | 73 | FALSE | V1.0 |  | HW00026 |  | FALSE | 2 0 1
722 | HDL-MAC01.431 | HDL-MAC01.431 | 空调控制模块(20180623) | Air-conditioning controller | 0 | 5 | FALSE | V1.0 |  |  |  | FALSE | 0 0 0
723 | HDL-MAC01.431 | HDL-MAC01.431 | 空调控制模块(20180313 增加修改18B20ID) | Air-conditioning controller | 0 | 5 | FALSE | V1.0 |  |  |  | FALSE | 0 0 0
724 | HDL-MAC01.431 | HDL-MAC01.431 | 空调控制模块(20170508) | Air-conditioning controller | 0 | 5 | FALSE | V1.0 |  |  |  | FALSE | 0 0 0
725 | HDL-MAC01.431 | HDL-MAC01.431 | 空调控制模块(20161226 726基础上面增加模式继电器选择) | Air-conditioning controller | 0 | 5 | FALSE | V1.0 |  |  |  | FALSE | 0 0 0
726 | HDL-MAC01.431 | HDL-MAC01.431 | 空调控制模块(20160719新版换接线端子) | Air-conditioning controller | 0 | 5 | FALSE | V1.0 |  |  |  | FALSE | 0 0 0
727 | HDL-MAC01 | SB-DN-HVAC | 空调控制模块(20160128迪拜特殊HVAC) | Air-conditioning controller | 0 | 5 | FALSE | V1.0 |  |  |  | FALSE | 7 0 1
728 | HDL-MAC01 | SB-DN-HVAC | 空调控制模块(20160128迪拜特殊HVAC) | Air-conditioning controller | 0 | 5 | FALSE | V1.0 |  |  |  | FALSE | 7 0 1
729 | HDL-MIR01F.20 | HDL-MIR01F.20 | 1通道带电流检测红外发射模块(新型红外发射模块伊朗只保留红外功能简版) | Infrared signal emission,remote receiving module | 4 | 13 | FALSE | V1.0 |  |  |  | FALSE | 7 2 1
730 | HDL-MAC01 | SB-DN-HVAC | 空调控制模块(20120502邓冠金在112基础上加主从机) | Air-conditioning controller | 0 | 5 | FALSE |  | 17 |  |  | FALSE | 7 0 1
731 | HDL-MAC01.331 | HDL-MAC01.331 | 空调控制模块(20120209只有空调) | Air-conditioning controller | 0 | 5 | FALSE | V3.0 - V3.04 |  |  |  | FALSE | 7 0 1
732 | HDL-MAC01.331 | HDL-MAC01.331 | 空调控制模块(20140514) | Air-conditioning controller | 1 | 0 | FALSE | V1.01 |  |  |  | FALSE | 7 0 1
733 | HDL-MAC01.331 | HDL-MAC01.331 | 空调控制模块(107基础上增加的伊朗版HVAC) | Air-conditioning controller | 0 | 0 | FALSE | V1.01 |  |  |  | FALSE | 7 0 1
734 | HDL-MAC01.331 | HDL-MAC01.331 | 空调控制模块(732基础上增加的温度设置命令) | Air-conditioning controller | 0 | 0 | FALSE | V1.01 |  |  |  | FALSE | 7 0 1
735 | HDL-MAC01.331 | SB-DN-HVAC | 空调控制模块(734基础上增加) | Air-conditioning controller | 0 | 5 | FALSE | V2.0 |  |  |  | FALSE | 7 0 1
736 | HDL-MAC01.331 | SB-DN-HVAC | 空调控制模块(734基础上增加) | Air-conditioning controller | 0 | 5 | FALSE | V2.0 |  |  |  | FALSE | 7 0 1
737 | HDL-MAC01.331 | SB-DN-HVAC | 空调控制模块(733基础上增加的伊朗版HVAC两个风机) | Air-conditioning controller | 0 | 5 | FALSE | V2.0 |  |  |  | FALSE | 7 0 1
738 | HDL-MFAN04.432 | HDL-MFAN04.432 | 风扇控制器(基本信息和支持0031控制) | Fan controller | 0 | 5 | FALSE | V2.0 |  | HW00031 |  | FALSE | 7 0 1
739 | HDL-MAC01.331 | SB-DN-HVAC | 空调控制模块(733基础上增加的伊朗版HVAC) | Air-conditioning controller | 0 | 5 | FALSE | V2.0 |  |  |  | FALSE | 7 0 1
740 | HDL-MCIP-RF.10 | HDL-MCIP-RF.10 | 无线网关(20130425邓冠金全新设备功能待定) | Mesh gateway | 0 | 5 | FALSE | V1.0 |  | GW1 |  | FALSE | 0 0 0
741 | HDL-MCIP-RF.10 | HDL-MCIP-RF.10 | 无线网关(20130425邓冠金全新设备功能待定) | Mesh node | 0 | 5 | FALSE |  |  | GW1 |  | FALSE | 0 0 0
742 | HDL-MCIP-RF02.10 | HDL-MCIP-RF02.10 | 带433M触发的无线网关(2014 09 01) | Mesh node | 8 | 0 | FALSE | V1.01 |  |  |  | FALSE | 0 0 0
743 | HDL-MCIP-RF02.10 | HDL-MCIP-RF02.10 | 带433M触发的无线网关(20160810带休眠) | Mesh node | 8 | 0 | FALSE | V2.0 |  | GW2 |  | FALSE | 0 0 0
744 | HDL-MCIP-RF.10 | HDL-MCIP-RF.10 | 无线网关(20160905带休眠) | Mesh node | 0 | 0 | FALSE | V2.0 |  | GW1 |  | FALSE | 0 0 0
745 | HDL-MCIP-RF02.10 | HDL-MCIP-RF02.10 | 带433M触发的无线网关(2017 12 27 L1网关) | Mesh node | 8 | 0 | FALSE | V2.0 |  | GW2 |  | FALSE | 0 0 0
746 | HDL-MCIP-RF02.10 | HDL-MCIP-RF02.10 | 带433M触发的无线网关(2017 12 27网关) | Mesh node | 8 | 0 | FALSE | V2.0 |  | GW2 |  | FALSE | 0 0 0
800 | HDL-MDMXI08 | SB-MDMXI08 | DMX 8通道输入模块 | 8 channels DMX input module | 8 | 14 | FALSE |  | 19 |  | grass.bmp | FALSE | 0 0 0
850 | HDL-MC96IPDMX | SB-DN-96DMX | 96路场景控制器主机(带丁导轨安装,DMX输出) | 96 channels scene controller bus (standard t-shaped tunnelinstallation with DMX) | 96 | 17 | FALSE |  | 19 |  | 26.jpg | FALSE | 1 0 96
851 | HDL-MC96IPDMX | SB-DN-96DMX | 96路控制器主机大柜专用(带丁导轨安装,DMX输出调光-继电器各48) | 96 channels scene controller bus (standard t-shaped tunnelinstallation with DMX) | 96 | 17 | FALSE |  | 19 |  | 26.jpg | FALSE | 1 0 96
852 | HDL-MC96IPDMX | SB-DN-96DMX | 96路控制器主机大柜专用(带丁导轨安装,DMX输出调光-继电器各48 2011 08 22新增类型，48*5个组 ) | 96 channels scene controller bus (standard t-shaped tunnelinstallation with DMX) | 96 | 17 | FALSE |  | 19 |  | grass.bmp | FALSE | 1 0 96
853 | HDL-MC48IPDMX | SB-DN-48DMX | 48路控制器主机大柜专用(带丁导轨安装,DMX输出调光48 2011 12 09新增类型，96个组 阿杜加) | 48 channels scene controller bus (standard t-shaped tunnelinstallation with DMX) | 48 | 17 | FALSE |  | 19 |  | grass.bmp | FALSE | 1 0 48
854 | HDL-MC48IPDMX.231 | SB-DN-48DMX | 48路DMX表演控制器(在39的基础上增加逻辑回路,逻辑场景) | 48 channels scene controller bus (standard t-shaped tunnel installation with Ethernet channels,with DMX) | 48 | 0 | FALSE | V1.01 |  |  |  | FALSE | 1 0 48
894 | HDL-MPM1P03.231 | HDL-MPM1P03.231 | 6路网络智能数字电表(896基础上增加网络设置20141014) | Single-phase Digital electric meter | 0 | 0 | FALSE | V1.01 |  |  |  | FALSE | 0 0 0
895 | HDL-MPM1P03.231 | SB-DN-PM1P03 | 单相智能数字电表(898基础上20121017) | Single-phase Digital electric meter | 0 | 19 | FALSE |  | 19 |  | grass.bmp | FALSE | 0 0 0
896 | HDL-MPM3P01.231 | SB-DN-PM3P01 | 三相四线制智能数字电表(新版20121009邓冠金) | Three-phase four-wire digital electric meter | 0 | 19 | FALSE |  |  | HW00037 |  | FALSE | 0 0 0
897 | HDL-MPM3P01.231 | SB-DN-PM3P01 | 三相四线制智能数字电表(新版20110007邓冠金) | Three-phase four-wire digital electric meter | 0 | 19 | FALSE |  |  | HW00037 |  | FALSE | 0 0 0
898 | HDL-MPM1P03.231 | SB-DN-PM1P03 | 单相智能数字电表(新版20110720邓冠金) | Single-phase digital electric meter | 0 | 19 | FALSE |  |  | HW00036 |  | FALSE | 0 0 0
899 | HDL-MPM01 | SB-DN-PM5 | 数字电表(君子山庄暂用) | Digital electric meter | 0 | 19 | FALSE |  | 28 |  |  | FALSE | 0 0 0
900 | HDL-MPM01 | SB-DN-PM5 | 数字电表 | Digital electric meter | 0 | 19 | FALSE |  | 28 |  |  | FALSE | 0 0 0
901 | HDL-Mzbox | SB-Z-AUDIO | 音乐播放设备 | Standard music player devices | 1 | 28 | FALSE |  | 28 |  |  | FALSE | 9 0 1
902 | HDL-Mzbox | SB-Z-AUDIO | 音乐播放设备 | Standard music player devices | 1 | 28 | FALSE |  | 34 |  |  | FALSE | 9 0 1
903 | HDL-Mzbox | SB-Z-AUDIO | 音乐播放设备(20111220添加播放，暂停，上一首，下一首的目标设置) | Standard music player devices(20111220添加播放，暂停，上一首，下一首的目标设置) | 1 | 28 | FALSE |  | 35 |  |  | FALSE | 9 0 1
904 | HDL-Mzbox | SB-Z-AUDIO | 音乐播放设备(20120528,903基础上添加左右声道目标设置) | standard music player devices | 1 | 28 | FALSE |  | 35 |  |  | FALSE | 9 0 1
905 | HDL-Mzbox | SB-Z-AUDIO | 音乐播放设备(20120713薛柯利903基础上再扩播使能为主机时添加音量允许/禁止选项) | Standard music player devices | 1 | 28 | FALSE | V4.0 | 25 |  | EIB.bmp | FALSE | 9 0 1
906 | HDL-MZBOX.20 | HDL-MZBOX.20 | 音乐播放设备(20120713薛柯利903基础上再扩播使能为主机时添加音量允许/禁止选项) | Standard music player devices | 1 | 28 | FALSE | V5.0 - V5.01 |  | HW00023 |  | FALSE | 9 0 8
907 | HDL-Mzbox | SB-Z-AUDIO | 音乐播放设备(20140307，薛科利903基础下，网络信息新增子网掩码设置) | Standard music player devices | 1 | 28 | FALSE | V4.07 | 24 |  |  | FALSE | 9 0 1
908 | HDL-MMCU.10 | HDL-MMCU.10 | 媒体中控设备 | Media control devices | 1 | 70 | FALSE | V1.0 | 24 |  |  | FALSE | 0 0 0
909 | HDL-Mzbox | SB-Z-AUDIO | 音乐播放设备(20140307，薛科利907基础下，增加声音高限设置) | Standard music player devices | 1 | 0 | FALSE | V1.01 |  |  |  | FALSE | 9 0 1
910 | HDL-MZBOX.20 | HDL-MZBOX.20 | 音乐播放设备(20140625 906基础上增加EIB组地址,音量设置) | Standard music player devices | 1 | 0 | FALSE | V1.01 |  | HW00023 |  | FALSE | 9 0 1
911 | HDL-MZDN.432A | HDL-MZDN.432A | 音乐播放设备(20140625 910基础上去掉蓝牙,其他设置,PDIF设置) | Standard music player devices | 1 | 0 | FALSE | V1.01 |  | HW00024 |  | FALSE | 9 0 1
912 | HDL-Z-AUDIO | SB-Z-AUDIO | 音乐播放设备(20140928，909基础上增加广播设备) | Standard music player devices | 1 | 0 | FALSE | V1.01 |  |  |  | FALSE | 9 0 1
913 | HDL-MZBOX.20 | HDL-MZBOX.20 | 音乐播放设备(20140928 910基础上增加广播设备) | Standard music player devices | 1 | 0 | FALSE | V1.01 |  | HW00023 |  | FALSE | 9 0 1
914 | HDL-MFTCL | HDL-MFTCL | 声电光设备(20140928 910) | Standard music player devices | 1 | 0 | FALSE | V1.01 |  | HW00023 |  | FALSE | 9 0 1
915 | HDL-MKTVCL.10 | HDL-MKTVCL.10 | 声电光设备(20140928 910) | Standard music player devices | 1 | 0 | FALSE | V1.0 |  |  |  | FALSE | 0 0 0
916 | HDL-MZBOX.M01.30 | HDL-MZBOX.M01.30 | 音乐播放设备(3代音乐播放器不带功放) | Standard music player devices | 1 | 0 | FALSE | V1.01 |  | HW00023 |  | FALSE | 9 0 1
917 | HDL-MZBOX.A160.30 | HDL-MZBOX.A160.30 | 音乐播放设备(3代音乐播放器带功放带音量调节) | Standard music player devices | 1 | 0 | FALSE | V1.01 |  | HW00023 |  | FALSE | 9 0 1
918 | HDL-MZBOX.A50B.30 | HDL-MZBOX.A50B.30 | 音乐播放设备(3代音乐播放器带功放) | Standard music player devices | 1 | 0 | FALSE | V1.01 |  | HW00023 |  | FALSE | 9 0 1
919 | HDL-MZBOX.A50B.30 | HDL-MZBOX.A50B.30 | 音乐播放设备(支持修改网络信息) | Standard music player devices | 1 | 0 | FALSE | V1.01 |  | HW00023 |  | FALSE | 9 0 1
920 | HDL-MZBOX.A50B.30 | HDL-MZBOX.A50B.30 | 音乐播放设备(支持修改网络信息919基础上增加源选择) | Standard music player devices | 1 | 0 | FALSE | V1.01 |  | HW00023 |  | FALSE | 9 0 1
950 | HDL-MHAI | SB-MHAI | HAI<-->HDL转换设备 (20100927) | HAI<-->HDL data transfer | 0 | 34 | FALSE | V1.0 | 24 |  |  | FALSE | 0 0 0
951 | HDL-MCM | SB-MCM | CoolMaster<-->HDL转换设备 (20101012) | CoolMaster<-->HDL data transfer | 0 | 35 | FALSE |  | 24 |  |  | FALSE | 0 0 0
952 | HDL-MDK | SB-MDK | 大金空调<-->HDL转换设备 (20120206) | DAIKIN<-->HDL data transfer | 0 | 35 | FALSE |  | 24 |  |  | FALSE | 0 0 0
953 | HDL-MCM.NET | SB-MCM.NET | 带网口CoolMaster转换器(20151119) | CoolMaster data transfer with RJ45 | 0 | 0 | FALSE | V1.1 |  |  |  | FALSE | 0 0 0
954 | HDL-MCM.NET | SB-MCM.NET | 带网口CoolMaster转换器(20151119) | CoolMaster data transfer with RJ45 | 0 | 0 | FALSE | V1.1 |  |  |  | FALSE | 0 0 0
1000 | HDL-MEIB.231 | HDL-MEIB.231(SB-DN-EIB) | EIB/HDL BUS的相互转换设备 | EIB/HDL-BUS converter | 0 | 25 | FALSE |  | 0 |  |  | FALSE | 0 0 0
1001 | HDL-MCEIB.231 | HDL-MEIB.231(SB-DN-EIB) | EIB/HDL BUS的相互转换设备(hhr新类型替换旧款) | EIB/HDL-BUS converter | 0 | 25 | FALSE | V2.0 | 27 |  |  | FALSE | 0 0 0
1004 | HDL-MRS232FH.431 | HDL-MRS232FH.431 | 地热232转换器(20160914) | RS232<->HDL-BUS data transfer | 33 | 24 | FALSE | V1.0 |  |  |  | FALSE | 0 0 0
1005 | HDL-MBUS-SAMSUNG | SB-MBUS-SAMSUNG | 三星触摸屏转HDL-BUS | SAMSUNG touch screen convert to HDL-BUS | 0 | 24 | FALSE |  | 27 |  |  | FALSE | 0 0 0
1006 | HDL-C-BUS | SB-C-BUS | C-BUS转换器 | C-BUS converter | 0 | 24 | FALSE |  | 24 |  |  | FALSE | 0 0 0
1007 | HDL-MRS232.231 | SB-DN-RS232N | RS232<->HDL-BUS 数据交换器 | RS232<->HDL-BUS data transfer | 24 | 24 | FALSE |  | 24 |  |  | FALSE | 0 0 0
1008 | HDL-MRS232.231 | SB-DN-RS232N | RS232<->HDL-BUS 数据交换器(2009 0112) | RS232<->HDL-BUS data transfer | 24 | 24 | FALSE |  | 0 |  |  | FALSE | 0 0 0
1009 | HDL-MRS232.231 | SB-DN-RS232N | RS232<->HDL-BUS 数据交换器(2009 0306) | RS232<->HDL-BUS data transfer | 24 | 24 | FALSE |  | 24 |  |  | FALSE | 0 0 0
1010 | HDL-MIR01L | SB-IR-Learn | 红外学习器 | Infrared learner | 0 | 0 | FALSE |  | 24 |  | Winter.jpg | FALSE | 0 0 0
1011 | HDL-MEIB.231 | HDL-MEIB.231(SB-DN-EIB) | EIB<-->HDL转换设备 (20090703陈德华做) | EIB<-->HDL data transfer | 0 | 27 | FALSE |  | 24 |  | 1247807341421.jpg | FALSE | 0 0 0
1012 | HDL-MEIB.231 | HDL-MEIB.231(SB-DN-EIB) | EIB<-->HDL转换设备 (20090811陈德华) | EIB<-->HDL data transfer | 0 | 27 | FALSE |  | 24 |  |  | FALSE | 0 0 0
1013 | HDL-MRS232IP.231 | SB-DN-RS232IP-PRO | 专业版RS232<->HDL-BUS 数据交换器(2009 1020) | RS232<->HDL-BUS data transfer(Professional version) | 24 | 24 | FALSE |  | 24 |  | Winter.jpg | FALSE | 0 0 0
1014 | HDL-MRS232IP.231 | SB-DN-RS232IP-PRO | 专业版RS232<->HDL-BUS 数据交换器(20110513 232指令追加到200 长度33) | RS232<->HDL-BUS data transfer(Professional version) | 33 | 24 | FALSE |  | 24 |  | Winter.jpg | FALSE | 0 0 0
1015 | HDL-MDR512 | SB-DN-VideoPlay | DMX表演控制器记录器 | DMX show control recorder | 0 | 0 | FALSE |  | 24 |  | Winter.jpg | FALSE | 0 0 0
1016 | HDL-MRS232.231 | SB-DN-RS232N | RS232<->HDL-BUS 数据交换器(2010 0926字符串设置增至200 20101116string增至33) | RS232<->HDL-BUS data transfer | 33 | 24 | FALSE |  | 24 |  | Winter.jpg | FALSE | 0 0 0
1017 | HDL-MRS232-MC | SB-DN-RS232N-MC | RS232<->HDL-BUS系列之多媒体转换器(20110117新增媒体转换器,201205添加一个澳斯迪模式选择) | RS232<->HDL-BUS Media Converter | 33 | 24 | FALSE | V2.0 | 24 |  | 1247807341421.jpg | FALSE | 0 0 0
1018 | HDL-MRS232.231 | SB-DN-RS232IP-PRO | RS232<->HDL-BUS 数据交换器(2011 1109字符串变动string增至33) | RS232<->HDL-BUS data transfer | 33 | 24 | FALSE |  | 34 |  | 1247807341421.jpg | FALSE | 0 0 0
1019 | HDL-MRS232.231 | SB-DN-RS232N | RS232<->HDL-BUS 数据交换器(2010 0926字符串设置增至200 20101116string增至33) | RS232<->HDL-BUS data transfer | 33 | 24 | FALSE | V2.0 | 60 |  | 1247807341421.jpg | FALSE | 0 0 0
1020 | HDL-MRS232-AC | SB-DN-RS232N-AC | RS232<->HDL-BUS系列之空调转换器(1017上改) | RS232<->HDL-BUS AC converter | 33 | 24 | FALSE | V3.0 | 24 |  |  | FALSE | 0 0 0
1021 | HDL-MHC-DA | SB-DN-HC-DA | 韩昌<->HDL-BUS系列之数据转换器(1020上改) | HanChang<->HDL-BUS data converter | 33 | 24 | FALSE |  | 43 |  |  | FALSE | 0 0 0
1022 | HDL-MJACUZZI | SB-DN-JACUZZI-DA | 按摩浴缸<->HDL-BUS 数据交换器(20121012) | JACUZZI<->HDL-BUS data converter | 33 | 24 | FALSE |  | 43 |  |  | FALSE | 0 0 0
1023 | HDL-Bacnet | HDL-BN-4096 | Bacnet<->HDL-BUS 数据交换器(20121024 新西兰服务器server) | Bacnet<->HDL-BUS data converter | 33 | 24 | FALSE |  | 25 |  |  | FALSE | 0 0 0
1024 | HDL-MRS232.231 | SB-DN-RS232N | RS232<->HDL-BUS 数据交换器(2013 0703南非特殊三星空调) | RS232<->HDL-BUS data transfer | 33 | 24 | FALSE |  | 25 |  |  | FALSE | 0 0 0
1025 | HDL-MR232-M1 | HDL-MR232-M1 | M1安防系统<－>HDL-BUS数据转换器(2013 08 26澳大利亚M1系统对接) | ELK-M1<->HDL-BUS data transfer | 33 | 34 | FALSE |  | 16 |  |  | FALSE | 0 0 0
1026 | HDL-MR232-RCU | HDL-MR232-RCU | 客房控制器<－>HDL-BUS数据转换器(2013 10 15 RCU酒店客房控制器集成) | RCU<->HDL-BUS data transfer | 0 | 60 | FALSE |  | 51 |  |  | FALSE | 0 0 0
1027 | HDL-MRS232IP.231 | SB-DN-RS232IP-PRO | 专业版RS232<->HDL-BUS 数据交换器(20110513 232131125增加子网掩码令追加到200 长度33) | RS232<->HDL-BUS data transfer(Professional version) | 33 | 24 | FALSE | V2.0 | 51 |  |  | FALSE | 0 0 0
1028 | HDL-MRS232.231 | SB-DN-RS232N | RS232<->HDL-BUS尚飞窗帘(2014 0217新增特殊类型用于控制尚飞窗帘) | RS232<->HDL-BUS curtain controller | 33 | 24 | FALSE |  | 51 |  |  | FALSE | 0 0 0
1029 | HDL-MRS232-AC | SB-DN-JACUZZI-DA | 广日电器RS232-HDLBUS设备转换器 | RS232<->HDL-BUS AC converter | 33 | 24 | FALSE |  | 51 |  |  | FALSE | 0 0 0
1030 | HDL-MRS232-MC | SB-DN-RS232N-MC | RS232<->HDL-BUS系列之多媒体转换器(1017基础上增加BUS>232) | RS232<->HDL-BUS media converter | 33 | 0 | FALSE | V1.01 |  |  |  | FALSE | 0 0 0
1031 | HDL-MRS232-MC | SB-DN-RS232N-MC | RS232<->HDL-BUS系列之多媒体转换(1017基础上修改转换模式) | RS232<->HDL-BUS media converter | 33 | 0 | FALSE | V1.01 |  |  |  | FALSE | 0 0 0
1032 | HDL-MRS232-AC | SB-DN-RS232N-AC | RS232<->HDL-BUS系列之MODBUS转换器(MODBUS转换器) | RS232<->HDL-BUS MODBUS converter | 33 | 0 | FALSE | V1.01 |  |  |  | FALSE | 0 0 0
1033 | HDL-MRS232.431 | HDL-MRS232.431 | RS232<->HDL-BUS 数据交换器(20141014 1019基础上修改) | RS232<->HDL-BUS data transfer | 33 | 0 | FALSE | V1.01 |  | HW00035 |  | FALSE | 0 0 0
1034 | HDL-MRS232-AC | SB-DN-RS232N-AC | RS232<->HDL-BUS系列之空调转换器(1020上增加新数据转换类型改) | RS232<->HDL-BUS AC converter | 33 | 0 | FALSE | V1.01 |  |  |  | FALSE | 0 0 0
1035 | HDL-MRS232-AC | SB-DN-RS232N-AC | RS232<->HDL-BUS系列之空调转换器(1034上修改) | RS232<->HDL-BUS AC converter | 33 | 0 | FALSE | V1.01 |  |  |  | FALSE | 0 0 0
1036 | HDL-MRS232-AC | SB-DN-RS232N-AC | RS232<->HDL-BUS系列之地热转换器(1034上修改模式) | RS232<->HDL-BUS AC converter | 33 | 0 | FALSE | V1.01 |  |  |  | FALSE | 0 0 0
1037 | HDL-MRS232.231 | SB-DN-RS232N | 窗帘控制器(尚飞网络版1028上增加网络配置) | RS232<->curtain controller | 33 | 24 | FALSE | V1.0 |  |  |  | FALSE | 0 0 0
1038 | HDL-MRS232-AC | SB-DN-RS232N-AC | RS232<->HDL-BUS系列之MODBUS转换器(MODBUS转换器) | RS232<->HDL-BUS MODBUS converter | 33 | 24 | FALSE | V1.0 |  |  |  | FALSE | 0 0 0
1039 | HDL-MRS232.231 | SB-DN-RS232N | RS232<->HDL-BUS 数据交换器(20160224 1033基础上修改增加配置表COMMAX) | RS232<->HDL-BUS data transfer | 33 | 24 | FALSE | V1.0 |  |  |  | FALSE | 0 0 0
1040 | HDL-MRS232.231 | SB-DN-RS232N | RS232<->HDL-BUS 数据交换器(201602803) | RS232<->HDL-BUS data transfer | 33 | 24 | FALSE | V1.0 |  |  |  | FALSE | 0 0 0
1041 | HDL-MRS232.231 | SB-DN-RS232N | 思悦转换器(20160914) | RS232<->HDL-BUS data transfer | 33 | 24 | FALSE | V1.0 |  |  |  | FALSE | 0 0 0
1042 | HDL-MRS232.231 | SB-DN-RS232N | 通用版窗帘控制器(替换旧版1037界面显示2017 01 15) | RS232<->curtain controller | 33 | 24 | FALSE | V1.0 |  |  |  | FALSE | 0 0 0
1043 | HDL-MRS232.231 | SB-DN-RS232N | RS232<->HDL-BUS 数据交换器(201703101新增特殊设备类型) | RS232<->HDL-BUS data transfer | 33 | 24 | FALSE | V1.0 |  |  |  | FALSE | 0 0 0
1044 | HDL-MRS232.231 | SB-DN-RS232N | RS232<->HDL-BUS 数据交换器(20160224 1039基础上修改配置表COMMAX) | RS232<->HDL-BUS data transfer | 33 | 24 | FALSE | V1.0 |  |  |  | FALSE | 0 0 0
1045 | HDL-MRS232.231 | SB-DN-RS232N | 思悦转换器(20180225 1041基础上增加) | RS232<->HDL-BUS data transfer | 33 | 24 | FALSE | V1.0 |  |  |  | FALSE | 0 0 0
1047 | HDL-MEIB.231 | HDL-MEIB.231(SB-DN-EIB) | EIB<-->HDL转换设备 (20110805) | EIB<-->HDL data transfer | 0 | 25 | FALSE |  | 51 |  |  | FALSE | 0 0 0
1048 | HDL-MUPS | SB-DN-UPS | UPS电源(2012-10-31郭晓宁) | UPS Power | 10 | 43 | FALSE |  | 51 |  | Sunset.jpg | FALSE | 0 0 0
1049 | HDL-MUPS.231 | SB-DN-UPS.231 | UPS电池容量检测器(2009 1020) | RS232<->HDL-BUS data transfer(Professional version) | 10 | 43 | FALSE |  | 51 |  |  | FALSE | 0 0 0
1050 | HDL-MEIB | HDL-MEIB.231(SB-DN-EIB) | EIB<-->HDL转换设备 (20110805) | EIB<-->HDL data transfer | 0 | 25 | FALSE |  | 51 |  |  | FALSE | 0 0 0
1051 | HDL-MEIB | HDL-DN-EIB | EIB<-->HDL转换设备 (20130407 新增单路调节反馈2个类型) | EIB<-->HDL data transfer | 0 | 25 | FALSE | V2.0 | 51 |  |  | FALSE | 0 0 0
1052 | HDL-MHIOU.332 | HDL-MHIOU.332 | 印尼小型酒店输入输出模块 (20131107全新混合模块印尼特殊版本) | Hotel output and input module indonesia | 14 | 16 | FALSE |  | 51 |  |  | FALSE | 1 7 14
1053 | HDL-MHIOU.432 | HDL-MHIOU.432 | 印尼小型酒店输入输出模块 (20141224基础上增加上电延时) | Hotel output and input module indonesia | 14 | 0 | FALSE | V4.01 |  |  |  | FALSE | 1 7 14
1054 | HDL-MHIOU.432 | HDL-MHIOU.432 | 印尼小型酒店输入输出模块 (20141224基础上增加上电延时) | Hotel output and input module indonesia | 14 | 0 | FALSE | V4.01 |  |  |  | FALSE | 1 7 14
1055 | HDL-MHIOU.432 | HDL-MHIOU.432 | 印尼小型酒店输入输出模块 (20141224基础上增加上电延时) | Hotel output and input module indonesia | 14 | 0 | FALSE | V4.01 |  |  |  | FALSE | 1 7 14
1056 | HDL-MHIOU.432 | HDL-MHIOU.432 | 印尼小型酒店输入输出模块 (2170126 1055基础上增加组合开和组合关目标组合) | Hotel output and input module indonesia | 14 | 0 | FALSE | V4.01 | ATMEGA64 |  |  | FALSE | 1 7 14
1057 | HDL-MHIOU-II.432 | HDL-MHIOU-II.432 | 印尼小型酒店输入输出模块 (2170126 1055基础上增加组合开和组合关目标组合) | Hotel output and input module indonesia | 14 | 0 | FALSE | V4.01 | STM32 |  |  | FALSE | 1 7 14
1058 | HDL-MRS232.231 | SB-DN-RS232N | RS232<->HDL-BUS系列之继电器转换器(20170627新增特殊设备类型) | RS232<->HDL-BUS data transfer | 33 | 24 | FALSE | V1.0 |  |  |  | FALSE | 0 0 0
1059 | HDL-MHIOU.432 | HDL-MHIOU.432 | 印尼小型酒店输入输出模块 (2170126 1055基础上增加组合开和组合关目标组合) | Hotel output and input module indonesia | 14 | 0 | FALSE | V4.01 | STM32 |  |  | FALSE | 1 7 14
1060 | HDL-MHIOU.432 | HDL-MHIOU.432 | 印尼小型酒店输入输出模块 (2170126 1055基础上增加组合开和组合关目标组合) | Hotel output and input module indonesia | 14 | 0 | FALSE | V4.01 | STM32 |  |  | FALSE | 1 7 14
1061 | HDL-MRS232.231 | SB-DN-RS232N | RS232<->HDL-BUS 数据交换器(20171107) | RS232<->HDL-BUS data transfer | 33 | 24 | FALSE | V1.0 |  |  |  | FALSE | 0 0 0
1062 | HDL-MRS232.231 | SB-DN-RS232N | RS232<->HDL-BUS 数据交换器(20170118 中央空调集控) | RS232<->HDL-BUS data transfer | 33 | 24 | FALSE | V1.0 |  |  |  | FALSE | 0 0 0
1063 | HDL-MRS232.231 | SB-DN-RS232N | 通用版窗帘控制器(1042界面基础上增加总数) | RS232<->curtain controller | 33 | 24 | FALSE | V1.0 |  |  |  | FALSE | 0 0 0
1064 | HDL-MRS232.231 | SB-DN-RS232N | RS232<->HDL-BUS 数据交换器(20180808 1020基础上修改) | RS232<->HDL-BUS data transfer | 33 | 24 | FALSE | V1.0 |  |  |  | FALSE | 0 0 0
1065 | HDL-MRS232U.431 | HDL-MRS232U.431 | RS232<->HDL-BUS 数据交换器(1033基础上修改型号) | RS232<->HDL-BUS data transfer | 33 | 0 | FALSE | V1.01 |  | HW00035 |  | FALSE | 0 0 0
1066 | HDL-MHIOU-II.432 | HDL-MHIOU-II.432 | 印尼小型酒店输入输出模 (20181108 1057基础上增加楼梯灯) | Hotel output and input module indonesia | 14 | 0 | FALSE | V4.01 | STM32 |  |  | FALSE | 1 7 14
1067 | HDL-MHIOU.432 | HDL-MHIOU.432 | 印尼小型酒店输入输出模块(20181114 1060基础上增加LED个数) | Hotel output and input module indonesia | 14 | 0 | FALSE | V4.01 | STM32 |  |  | FALSE | 1 7 14
1068 | HDL-MHIOU-II.432 | HDL-MHIOU-II.432 | 印尼小型酒店输入输出模 (20181108 1066基础上增加调光底限) | Hotel output and input module indonesia | 14 | 0 | FALSE | V4.01 | STM32 |  |  | FALSE | 1 7 14
1069 | HDL-MHIOU.432 | HDL-MHIOU.432 | 印尼小型酒店输入输出模块(20181114 1067基础上调光底限) | Hotel output and input module indonesia | 14 | 0 | FALSE | V4.01 | STM32 |  |  | FALSE | 1 7 14
1070 | HDL-MRS232.231 | SB-DN-RS232N | 思悦转换器(20181214 1041基础上增加地热 新风) | RS232<->HDL-BUS data transfer | 33 | 24 | FALSE | V1.0 |  |  |  | FALSE | 0 0 0
1071 | HDL-MRS232-FH | SB-DN-RS232N-FH | RS232<->HDL-BUS系列之地热转换器(1017上改) | RS232<->HDL-BUS FH converter | 33 | 24 | FALSE | V3.0 | 24 |  |  | FALSE | 0 0 0
1072 | HDL-MRS232.231 | HDL-MRS232.231 | 思悦转换器(20181214陈志明 第三方232 1070基础上去掉地热 新风 按键) | RS232<->HDL-BUS data transfer | 33 | 24 | FALSE | V1.0 |  |  |  | FALSE | 0 0 0
1100 | HDL-ML01 | SB-DN-Logic960 | 逻辑定时器 | Logic timer | 0 | 51 | FALSE |  | 51 |  |  | FALSE | 0 0 0
1101 | HDL-ML01 | SB-DN-Logic960 | 逻辑定时器 | Logic timer | 0 | 51 | FALSE |  | 36 |  |  | FALSE | 0 0 0
1102 | HDL-ML01 | SB-DN-Logic960 | 逻辑定时器(20080310) | Logic timer | 0 | 51 | FALSE |  | 22 |  |  | FALSE | 0 0 0
1103 | HDL-ML01 | SB-DN-Logic960 | 逻辑定时器(20080418) | Logic timer | 0 | 51 | FALSE |  | 2 |  |  | FALSE | 0 0 0
1104 | HDL-MCLog.231 | SB-DN-Logic960 | 逻辑定时器(20080505)(时间段,12个,) | Logic timer | 0 | 51 | FALSE |  | 2 |  |  | FALSE | 0 0 0
1105 | HDL-ML01 | SB-DN-Logic960 | 逻辑定时器(20090401)(时间段,8个,表,20个) | Logic timer | 0 | 51 | FALSE |  | 2 |  |  | FALSE | 0 0 0
1106 | HDL-ML01 | SB-DN-Logic960 | 逻辑定时器(20090730)(时间段,8个,表,20个) | Logic timer | 0 | 51 | FALSE |  | 2 |  |  | FALSE | 0 0 0
1107 | HDL-ML01 | SB-DN-Logic960 | 逻辑定时器(20100316)(时间段,8个,表,20个) | Logic timer | 0 | 51 | FALSE |  | 2 |  |  | FALSE | 0 0 0
1108 | HDL-ML01 | SB-DN-Logic960 | 逻辑定时器(20110707)(时间段,8个,表,20个控制类型补全) | Logic timer | 0 | 51 | FALSE | V2.0 |  | HW00032 |  | FALSE | 0 0 0
1109 | HDL-ML01 | SB-DN-Logic960 | 逻辑定时器(20120726)(时间段,8个,表,20个控制类型补全) | Logic timer | 0 | 51 | FALSE | V2.0 |  | HW00032 |  | FALSE | 0 0 0
1110 | HDL-ML01 | SB-DN-Logic960 | 逻辑定时器(20140512)(1109基础上增加一端口(235)功能) | Logic timer | 0 | 0 | FALSE | V4.01 |  |  |  | FALSE | 0 0 0
1111 | HDL-MCLog.431 | HDL-MCLog.431 | 逻辑定时器(20161223)(1109基础上增加一端口增加新接线端子功能) | Logic timer | 0 | 0 | FALSE | V4.01 |  |  |  | FALSE | 0 0 0
1112 | HDL-MCLog.431 | HDL-MCLog.431 | 逻辑定时器(20180115改版换硬件) | Logic timer | 0 | 0 | FALSE | V4.01 |  |  |  | FALSE | 0 0 0
1150 | HDL-MDCAC | SB-MDCAC | 大金中央空调模块(20120718薛柯利添加新模块) | DAIKIN central AC module | 0 | 36 | FALSE |  | 2 |  |  | FALSE | 0 0 0
1300 | HDL-MIRC01T.40 | HDL-MIRC01T.40 | 1通道带电流检测红外发射模块(新型红外发射模块带序列通用开关) | Infrared signal emission,remote receiving module | 4 | 13 | FALSE | V1.0 |  |  |  | FALSE | 0 0 0
1301 | HDL-MIRC04.40 | HDL-MIRC04.40 | 4通道带电流检测红外发射模块(新型红外发射模块带序列通用开关) | Infrared signal emission,remote receiving module | 4 | 13 | FALSE | V1.0 |  |  |  | FALSE | 0 0 0
1302 | HDL-MIRC04.40 | HDL-MIRC04.40 | 4通道带电流检测红外发射模块(新型红外发射模块带序列通用开关) | Infrared signal emission,remote receiving module | 4 | 13 | FALSE | V1.0 |  |  |  | FALSE | 0 0 0
1500 | HDL-MSPU05-RF.1C | HDL-MSPU05-RF.1C | 无线红外超声波双鉴传感器 (20141204邓冠金) | Wall mount ultrasonic & PIR sensor | 7 | 0 | FALSE | V4.01 | ATXMEGA128D4 |  |  | FALSE | 5 100 5
1501 | HDL-MSPU03.BRF.10 | HDL-MSPU03.BRF.10 | 无线电池电装红外传感器 (20151218) | Wireless ultrasonic sensor | 7 | 30 | FALSE | V1.0 |  |  |  | FALSE | 5 100 4
1502 | HDL-MRF16.4C | HDL-MRF16.4C | 无线嵌入式超声波传感器 (20151218) | Wireless ultrasonic sensor | 7 | 30 | FALSE | V1.0 |  |  |  | FALSE | 0 0 0
1503 | HDL-MP01R08L.BRF.10 | HDL-MP01R08L.BRF.10 | 无线状态面板 (20151218) | Wireless ultrasonic sensor | 7 | 30 | FALSE | V1.0 |  |  |  | FALSE | 0 0 0
1504 | HDL-MB01/L1-BRF.10 | HDL-MB01/L1-BRF.10 | 手持式开关遥控器-印度L1 (20151218) | SmartUp freelocate switch | 7 | 30 | FALSE | V1.0 |  |  |  | FALSE | 0 0 0
1505 | HDL-MPIR/L1-BRF.10 | HDL-MPIR/L1-BRF.10 | 红外移动传感器-印度L1(20151218) | SmartUp PIR sensor | 7 | 30 | FALSE | V1.0 |  |  |  | FALSE | 5 100 4
1600 | HDL-MC-48IPDMX.431 | HDL-MC-48IPDMX.431 | 48路DMX表演控制器(在39的基础上增加逻辑回路,逻辑场景) | 48 channels scene controller bus (standard t-shaped tunnel installation with Ethernet channels,with DMX) | 48 | 1 | FALSE | V1.0 |  |  |  | FALSE | 1 0 48
1800 | HDL-MC07-MRF.10 | HDL-MC07-MRF.10 | 巴西新型无线面板 (20150915郭晓宁) | Brazil wireless multifunction panel | 7 | 30 | FALSE | V4.0 |  |  |  | FALSE | 0 0 0
2000 | HDL-MWH6 | SB-MWH6 | 无线接收器(20130711梁总需要增加到1000个按键控制，每个目标6个) | Wireless receiver | 125 | 22 | FALSE |  | 22 |  |  | FALSE | 0 0 0
2001 | HDL-MP2B.48 | HDL-MP2B.48 | 2按键多功能面板(20121211大二按键新底座） | 2 button multi-functional panel | 2 | 2 | FALSE | V4.0 - V4.04 |  | NPB1 |  | FALSE | 4 1 2
2002 | HDL-MP4B.48 | HDL-MP4B.48 | 4按键多功能面板(20121211大四按键新底座） | 4 button multi-functional panel | 4 | 2 | FALSE | V4.0 - V4.04 |  | NPB1 |  | FALSE | 4 1 4
2003 | HDL-MP6B.48 | HDL-MP6B.48 | 6按键多功能面板(20121211大六按键新底座） | 6 button multi-functional panel | 6 | 2 | FALSE | V4.0 - V4.04 |  | NPB1 |  | FALSE | 4 1 6
2004 | HDL-MP8B.48 | HDL-MP8B.48 | 8按键多功能面(20121211大八按键新底座） | 8 button multi-functional panel | 8 | 2 | FALSE | V4.0 - V4.04 |  | NPB1 |  | FALSE | 4 1 8
2005 | HDL-MP2K.48 | HDL-MP2K.48 | 四代2按键多功能墙面板(20121211韩国面板) | 2 button multi-functional panel | 2 | 2 | FALSE | V4.0 - V4.04 | MEGA32A | MK1 |  | FALSE | 4 1 2
2006 | HDL-MP4K.48 | HDL-MP4K.48 | 四代4按键多功能墙面板(20121211韩国面板) | 4 button multi-functional panel | 4 | 2 | FALSE | V4.0 - V4.04 | MEGA32A | MK1 |  | FALSE | 4 1 4
2007 | HDL-MP6K.48 | HDL-MP6K.48 | 四代6按键多功能墙面板(20121211韩国面板) | 6 button multi-functional panel | 6 | 2 | FALSE | V04.02 | MEGA32A | MK1 |  | FALSE | 4 1 6
2008 | HDL-MP8K.48 | HDL-MP8K.48 | 四代8按键多功能墙面板(20121211韩国面板) | 8 button multi-functional panel | 8 | 2 | FALSE | V4.0 - V4.04 | MEGA32A | MK1 |  | FALSE | 4 1 8
2009 | HDL-MWH6 | SB-MWH6 | 无线接收器(20130130面板类型补全 高中需要) | Wireless receiver | 8 | 22 | FALSE |  | 2 |  |  | FALSE | 0 0 0
2010 | HDL-MP2B.46 | HDL-MP2B.46 | 2按键多功能面板(20130528大二按键新底座新PCB板美标) | 2 button multi-functional panel | 2 | 2 | TRUE | V4.0 - V4.04 | MEGA32_1 |  |  | FALSE | 4 1 2
2011 | HDL-MP4B.46 | HDL-MP4B.46 | 4按键面板美标(20130528大四按键新底座新PCB板美标) | iFlex series 4 buttons smart panel US | 4 | 2 | TRUE | V4.0 - V4.04 | MEGA32_1 |  |  | FALSE | 4 1 4
2012 | HDL-MP6B.46 | HDL-MP6B.46 | 6按键多功能面板(20130528大六按键新底座新PCB板美标) | 6 button multi-functional panel | 6 | 2 | TRUE | V4.0 - V4.04 | MEGA32_1 |  |  | FALSE | 4 1 6
2013 | HDL-MP8B.46 | HDL-MP8B.46 | 8按键多功能面(20130528大八按键新底座新PCB板美标) | 8 button multi-functional panel | 8 | 2 | TRUE | V4.0 - V4.04 | MEGA32_1 |  |  | FALSE | 4 1 8
2014 | HDL-MPHG01.48 | HDL-MPHG01.48 | 1按键多功能面(20130619摩洛哥特殊版本新底座新PCB板美标) | 1 button smart switch digital wall panel | 1 | 2 | FALSE | V4.0 - V4.04 | 2 |  |  | FALSE | 4 1 1
2015 | HDL-PHG02SA.48 | HDL-PHG02SA.48 | 2按键多功能面板(20130619摩洛哥特殊版本新底座新PCB板美标) | 2 button smart switch digital wall panel | 2 | 2 | FALSE | V4.0 - V4.04 | 2 |  |  | FALSE | 4 1 2
2016 | HDL-MPHG03A.48 | HDL-MPHG03A.48 | 3按键多功能面板(20130619摩洛哥特殊版本新底座新PCB板美标) | 3 button smart switch digital wall panel | 3 | 2 | FALSE | V4.0 - V4.04 | 2 |  |  | FALSE | 4 1 3
2017 | HDL-MPHG04BA.48 | HDL-MPHG04BA.48 | 4按键多功能面板(20130619摩洛哥特殊版本新底座新PCB板美标) | 4 button smart switch digital wall panel | 4 | 2 | FALSE | V4.0 - V4.04 | 2 |  |  | FALSE | 4 1 4
2018 | HDL-MPHG05A.48 | HDL-MPHG05A.48 | 5按键多功能面板(20130619摩洛哥特殊版本新底座新PCB板美标) | 5 button smart switch digital wall panel | 5 | 2 | FALSE | V4.0 - V4.04 | 2 |  |  | FALSE | 4 1 5
2019 | HDL-MP01R.48 | HDL-MP01R.48 | 1按键多功能面板(20130626摩洛哥特殊版本新底座新PCB板美标) | 1 button smart switch digital wall panel | 1 | 2 | FALSE | V4.0 - V4.04 |  | NPR1 |  | FALSE | 4 1 1
2020 | HDL-MP02R.48 | HDL-MP02R.48 | 2按键多功能面板(20130626摩洛哥特殊版本新底座新PCB板美标) | 2 button smart switch digital wall panel | 2 | 2 | FALSE | V4.0 - V4.04 |  | NPR1 |  | FALSE | 4 1 2
2021 | HDL-MP04R.48 | HDL-MP04R.48 | 4按键多功能面板(20130626摩洛哥特殊版本新底座新PCB板美标) | 4 button smart switch digital wall panel | 4 | 2 | FALSE | V4.0 - V4.04 |  | NPR1 |  | FALSE | 4 1 4
2022 | HDL-MPT2.46 | HDL-MPT2.46 | 触摸系列2按键(20130626电阻屏新PCB玻璃触摸面板) | 2 button multi-functional panel | 2 | 2 | FALSE | V4.0 - V4.04 |  | NPT1 |  | FALSE | 4 1 2
2023 | HDL-MPT4.46 | HDL-MPT4.46 | 触摸系列4按键(20130626电阻屏新PCB玻璃触摸面板) | 4 button multi-functional panel | 4 | 2 | FALSE | V4.0 - V4.04 |  | NPT1 |  | FALSE | 4 1 4
2024 | HDL-MPT6.46 | HDL-MPT6.46 | 触摸系列6按键(20130626电阻屏新PCB玻璃触摸面板) | 6 button multi-functional panel | 6 | 2 | FALSE | V4.0 - V4.04 |  | NPT1 |  | FALSE | 4 1 6
2025 | HDL-MP4A.48 | HDL-MP4A.48 | 四按键多功能面板(20130812大二按键新底座新PCB板美标) | 2 button multi-functional panel | 4 | 2 | TRUE | V4.0 - V4.04 | MEGA32_1 |  |  | FALSE | 4 1 4
2026 | HDL-MP8A.48 | HDL-MP8A.48 | 8按键多功能面板(20130812大二按键新底座新PCB板美标) | 4 button multi-functional panel | 8 | 2 | TRUE | V4.0 - V4.04 | MEGA32_1 |  |  | FALSE | 4 1 8
2027 | HDL-MP5R.48 | HDL-MP5R.48 | 5按键多功能面板(20131104特殊版本陈小山订做新底座新按键在右边) | 5 button multi-functional panel | 5 | 2 | FALSE | V4.0 - V4.04 | 2 |  |  | FALSE | 4 1 5
2028 | HDL-MP5M.48 | HDL-MP5M.48 | 5按键多功能面板(20131104特殊版本陈小山订做新底座新按键中间) | 5 button multi-functional panel | 5 | 2 | FALSE | V4.0 - V4.04 | 9 |  |  | FALSE | 4 1 5
2029 | HDL-MPT1.48 | HDL-MPT1.48 | 1按键玻璃触摸面板(20140113欧版新PCB加温度) | 1 button touch panel with temperature | 1 | 2 | TRUE | V4.0 - V4.04 | ATSAMD20E17 |  |  | FALSE | 4 1 1
2030 | HDL-MPT2.48 | HDL-MPT2.48 | 2按键玻璃触摸面板(20140113欧版新PCB加温度) | 2 button touch panel with temperature | 2 | 2 | TRUE | V4.0 - V4.04 | ATSAMD20E17 |  |  | FALSE | 4 1 2
2031 | HDL-MPT3.48 | HDL-MPT3.48 | 3按键玻璃触摸面板(20140113欧版新PCB加温度) | 3 button touch panel with temperature | 3 | 2 | TRUE | V4.0 - V4.04 | ATSAMD20E17 |  |  | FALSE | 4 1 3
2032 | HDL-MPT4.48 | HDL-MPT4.48 | 4按键玻璃触摸面板(20140113欧版新PCB加温度) | 4 button touch panel with temperature | 4 | 2 | TRUE | V4.0 - V4.04 | ATSAMD20E17 |  |  | FALSE | 4 1 4
2033 | HDL-MP1D.48 | HDL-MP1D.48 | 1按键多功能面板(20140225摩洛哥特殊版本新底座新PCB板美标 + 温度) | 1 button smart wall switch panel with temperature | 1 | 2 | FALSE | V4.0 - V4.04 | MEGA32A |  |  | FALSE | 4 1 1
2034 | HDL-MP2D.48 | HDL-MP1D.48 | 2按键多功能面板(20140225摩洛哥特殊版本新底座新PCB板美标 + 温度) | 2 button smart wall switch panel with temperature | 2 | 2 | FALSE | V4.0 - V4.04 | MEGA32A |  |  | FALSE | 4 1 2
2035 | HDL-MP3D.48 | HDL-MP3D.48 | 3按键多功能面板(20140225摩洛哥特殊版本新底座新PCB板美标 + 温度) | 3 button smart wall switch panel with temperature | 3 | 2 | FALSE | V4.0 - V4.04 | MEGA32A |  |  | FALSE | 4 1 3
2036 | HDL-MP4BD.48 | HDL-MP4BD.48 | 4按键多功能面板(20140225摩洛哥特殊版本新底座新PCB板美标 + 温度) | 4 button smart wall switch panel with temperature | 4 | 2 | FALSE | V4.0 - V4.04 | MEGA32A |  |  | FALSE | 4 1 4
2037 | HDL-MP5D.48 | HDL-MP5D.48 | 5按键多功能面板(20140225摩洛哥特殊版本新底座新PCB板美标 + 温度) | 5 button smart wall switch panel with temperature | 5 | 2 | FALSE | V4.0 - V4.04 | MEGA32A |  | DSC07201.JPG | FALSE | 4 1 5
2038 | HDL-MP6D.48 | HDL-MP6D.48 | 6按键多功能面板(20140225摩洛哥特殊版本新底座新PCB板美标 + 温度) | 6 button smart wall switch panel with temperature | 6 | 2 | FALSE | V4.0 - V4.04 | MEGA32A |  |  | FALSE | 4 1 6
2039 | HDL-MP13D.48 | HDL-MP13D.48 | 13按键多功能面板(20140225摩洛哥特殊版本新底座新PCB板美标 + 温度) | 13 button smart wall switch panel with temperature | 13 | 2 | FALSE | V4.0 - V4.04 | MEGA32A |  |  | FALSE | 4 1 13
2040 | HDL-MP01R.48 | HDL-MP01R.48 | 1按键多功能面板(20130626摩洛哥特殊版本新底座新PCB板美标) | 1 button smart switch digital wall panel with temperature | 1 | 2 | FALSE | V4.0 - V4.04 |  |  |  | FALSE | 4 1 1
2041 | HDL-MP02R.48 | HDL-MP02R.48 | 2按键多功能面板(20130626摩洛哥特殊版本新底座新PCB板美标) | 2 button smart switch digital wall panel with temperature | 2 | 2 | FALSE | V4.0 - V4.04 |  | NPR1 |  | FALSE | 4 1 2
2042 | HDL-MP03R.48 | HDL-MP03R.48 | 3按键多功能面板(20130626摩洛哥特殊版本新底座新PCB板美标) | 3 button smart switch digital wall panel with temperature | 3 | 2 | FALSE | V4.0 - V4.04 |  | NPR1 |  | FALSE | 4 1 3
2043 | HDL-MP04R.48 | HDL-MP04R.48 | 4按键多功能面板(20130626摩洛哥特殊版本新底座新PCB板美标) | 4 button smart switch digital wall panel with temperature | 4 | 2 | FALSE | V4.0 - V4.04 |  | NPR1 |  | FALSE | 4 1 4
2044 | HDL-MP2B.48 | HDL-MP2B.48 | 2按键多功能面板(20151015大二按键新板2004基础上修改增加背景灯) | 2 button multi-functional panel | 2 | 2 | FALSE | V4.1 |  | NPB1 |  | FALSE | 4 1 2
2045 | HDL-MP4B.48 | HDL-MP4B.48 | 4按键多功能面板(20151015大二按键新板2004基础上修改增加背景灯) | 4 button multi-functional panel | 4 | 2 | FALSE | V4.1 |  | NPB1 |  | FALSE | 4 1 4
2046 | HDL-MP6B.48 | HDL-MP6B.48 | 6按键多功能面板(20151015大二按键新板2004基础上修改增加背景灯) | 6 button multi-functional panel | 6 | 2 | FALSE | V4.1 |  | NPB1 |  | FALSE | 4 1 6
2047 | HDL-MP8B.48 | HDL-MP8B.48 | 8按键多功能面板(20151015大二按键新板2004基础上修改增加背景灯) | 8 button multi-functional panel | 8 | 2 | FALSE | V4.1 |  | NPB1 |  | FALSE | 4 1 8
2048 | HDL-MP2B.48 | HDL-MP2B.48 | 2按键多功能面板(20151015大二按键新板2004基础上修改增加背景灯) | 2 button multi-functional panel | 2 | 2 | FALSE | V4.1 |  | NPB1 |  | FALSE | 4 1 2
2049 | HDL-MP4B.48 | HDL-MP4B.48 | 4按键多功能面板(20151015大二按键新板2004基础上修改增加背景灯) | 4 button multi-functional panel | 4 | 2 | FALSE | V4.1 | 963A | NPB1 |  | FALSE | 4 1 4
2050 | HDL-MP6B.48 | HDL-MP6B.48 | 6按键多功能面板(20151015大二按键新板2004基础上修改增加背景灯) | 6 button multi-functional panel | 6 | 2 | FALSE | V4.1 | 963A | NPB1 |  | FALSE | 4 1 6
2051 | HDL-MP8B.48 | HDL-MP8B.48 | 8按键多功能面板(20151015大二按键新板2004基础上修改增加背景灯) | 8 button multi-functional panel | 8 | 2 | FALSE | V4.1 | 963A | NPB1 |  | FALSE | 4 1 8
2053 | HDL-MPHG06A.48 | HDL-MPHG06A.48 | 6按键多功能面板(20140226摩洛哥特殊版本新底座新PCB板美标) | 6 button smart switch digital wall panel | 6 | 2 | FALSE | V4.0 - V4.04 | 2 |  |  | FALSE | 4 1 6
2054 | HDL-MPHG13A.48 | HDL-MPHG13A.48 | 13按键多功能面板(20140226摩洛哥特殊版本新底座新PCB板美标) | 13 button smart switch digital wall panel | 13 | 2 | FALSE | V4.0 - V4.04 | 2 |  |  | FALSE | 4 1 13
2055 | MP201.3825 | MP201.3825 | 触控系列一位酒店客房控制面板(2029基础上去掉红外设置和温度设置 ) | 1 button touch panel with temperature | 1 | 0 | FALSE | V4.01 |  |  |  | FALSE | 4 1 1
2056 | MP202.3825 | MP202.3825 | 触控系列二位酒店客房控制面板(2030基础上去掉红外设置和温度设置 ) | 2 button touch panel with temperature | 2 | 0 | FALSE | V4.01 |  |  |  | FALSE | 4 1 2
2057 | MP204.3825 | MP204.3825 | 触控系列四位酒店客房控制面板(2031基础上去掉红外设置和温度设置 ) | 4 button touch panel with temperature | 4 | 0 | FALSE | V4.01 |  |  |  | FALSE | 4 1 4
2058 | HDL-MPL4.28 | SB-DLP | 四按键多功能面板(84基础上增加空调号和新旧命令) | Panel with AC 2 | 4 | 0 | FALSE | V4.01 |  |  |  | FALSE | 4 1 16
2059 | HDL-MP104.48 | SB-WS4M | 酒店系列大按键面板(298基础上增加) | 2 button multi-functional panel (with infrared control) | 2 | 0 | FALSE | V4.01 |  |  |  | FALSE | 4 1 2
2060 | HDL-MP108.48 | SB-WS8M | 酒店系列二按键(299基础上增加) | 4 button multi-functional panel (with infrared control) | 4 | 0 | FALSE | V4.01 |  |  |  | FALSE | 4 1 4
2061 | HDL-MPT6.46 | HDL-MPT6.46 | 触摸系列6按键(2014 12 12 5055基础上添加) | 6 button multi-functional panel | 6 | 0 | FALSE | V4.01 | 00977B | NPT3 |  | FALSE | 4 1 6
2062 | HDL-MPT1.48 | HDL-MPT1.48 | 1按键触摸面板(201509113欧新版PCB加温度换IC) | 1 button touch panel with temperature | 1 | 0 | FALSE | V4.1 | MEGA32A |  |  | FALSE | 4 1 1
2063 | HDL-MPT2.48 | HDL-MPT2.48 | 2按键触摸面板(201509113欧新版PCB加温度换IC) | 2 button touch panel with temperature | 2 | 0 | FALSE | V4.1 | MEGA32A |  |  | FALSE | 4 1 2
2064 | HDL-MPT3.48 | HDL-MPT3.48 | 3按键触摸面板(201509113欧新版PCB加温度换IC) | 3 button touch panel with temperature | 3 | 0 | FALSE | V4.1 | MEGA32A |  |  | FALSE | 4 1 3
2065 | HDL-MPT4.48 | HDL-MPT4.48 | 4按键触摸面板(201509113欧新版PCB加温度换IC) | 4 button touch panel with temperature | 4 | 0 | FALSE | V4.1 | MEGA32A |  |  | FALSE | 4 1 4
2066 | HDL-MPT4.D | HDL-MPT4.D | 4按键多功能触摸面板 | 4 button wireless multifunction panel generation 1 | 4 | 2 | FALSE | V4.1 |  |  |  | FALSE | 0 0 0
2067 | HDL-MPT4.46 | HDL-MPT4.46 | 4按键触摸面板(201509113欧新版PCB加温度换IC) | 4 button touch panel with temperature | 4 | 0 | FALSE | V4.1 | 00977B | NPT3 |  | FALSE | 4 1 4
2068 | HDL-MPT2.46 | HDL-MPT2.46 | 2按键触摸面板(201509113欧新版PCB加温度换IC) | 2 button touch panel with temperature | 2 | 0 | FALSE | V4.1 | 00977B | HW00043 |  | FALSE | 4 1 2
2069 | HDL-MPT06/101.48 | HDL-MPT06/101.48 | 6按键多功能触摸面板 | 6 button wireless multifunction panel generation 1 | 6 | 2 | FALSE | V4.1 |  |  |  | FALSE | 4 1 8
2070 | HDL-MPT02/101.48 | HDL-MPT02/101.48 | 2按键多功能触摸面板 | 2 button wireless multifunction panel generation 1 | 2 | 2 | FALSE | V4.1 |  |  |  | FALSE | 4 1 8
2071 | HDL-MPT03/101.48 | HDL-MPT03/101.48 | 3按键多功能触摸面板 | 3 button wireless multifunction panel generation 1 | 3 | 2 | FALSE | V4.1 |  |  |  | FALSE | 4 1 8
2072 | HDL-MPT01/101.48 | HDL-MPT01/101.48 | 1按键多功能触摸面板 | 1 button wireless multifunction panel generation 1 | 1 | 2 | FALSE | V4.1 |  |  |  | FALSE | 4 1 8
2073 | HDL-MPT2I.48 | HDL-MPT2I.48 | 伊朗2按键多功能面板 | Iran 2 Button multi-functional panel | 2 | 2 | FALSE | V4.1 |  |  |  | FALSE | 4 1 8
2074 | HDL-MPT4I.48 | HDL-MPT4I.48 | 伊朗4按键多功能面板 | Iran 4 Button multi-functional panel | 4 | 2 | FALSE | V4.1 |  |  |  | FALSE | 4 1 8
2075 | HDL-MPT6I.48 | HDL-MPT6I.48 | 伊朗6按键多功能面板 | Iran 6 Button multi-functional panel | 6 | 2 | FALSE | V4.1 |  |  |  | FALSE | 4 1 8
2076 | HDL-MP04B/D.48 | HDL-MP04B/D.48 | 4按键多功能面板(20161229大四按键新底座全新外壳黄色） | 4 button multi-functional panel | 4 | 2 | FALSE | V4.0 - V4.04 | 963A | NPB1 |  | FALSE | 4 1 4
2077 | HDL-MPB02/LF | HDL-MPB02/LF | 2按键多功能轻触式按键面板(2017 01 20 拉菲面板5055基础上增加有线版本) | 2 button multifunction Touch OLED panel | 2 | 2 | FALSE | V1.1 |  |  |  | FALSE | 0 0 0
2078 | HDL-MPB04/LF | HDL-MPB04/LF | 4按键多功能轻触式按键面板(2017 01 20 拉菲面板5055基础上增加有线版本) | 4 button multifunction Touch OLED panel | 4 | 2 | FALSE | V1.1 |  |  |  | FALSE | 0 0 0
2079 | HDL-MPB06/LF | HDL-MPB06/LF | 6按键多功能轻触式按键面板(2017 01 20 拉菲面板5055基础上增加有线版本) | 6 button multifunction Touch OLED panel | 6 | 2 | FALSE | V1.1 |  |  |  | FALSE | 0 0 0
2080 | HDL-MPH1B/L.48 | HDL-MPH1B/L.48 | 1按键大按键面板(2017 04 07 陈小山基本清华同方面板) | 1 button multifunction panel | 1 | 2 | FALSE | V1.1 |  |  |  | FALSE | 0 0 0
2081 | HDL-MPH2B/L.48 | HDL-MPH2B/L.48 | 2按键大按键面板(2017 04 07 陈小山基本清华同方面板) | 2 button multifunction panel | 2 | 2 | FALSE | V1.1 |  |  |  | FALSE | 0 0 0
2082 | HDL-MPH3B/L.48 | HDL-MPH3B/L.48 | 3按键大按键面板(2017 04 07 陈小山基本清华同方面板) | 3 button multifunction panel | 3 | 2 | FALSE | V1.1 |  |  |  | FALSE | 0 0 0
2083 | HDL-MPH4B/L.48 | HDL-MPH4B/L.48 | 4按键大按键面板(2017 04 07 陈小山基本清华同方面板) | 4 button multifunction panel | 4 | 2 | FALSE | V1.1 |  |  |  | FALSE | 0 0 0
2084 | HDL-MPH5B/L.48 | HDL-MPH5B/L.48 | 5按键大按键面板(2017 04 07 陈小山基本清华同方面板) | 5 button multifunction panel | 5 | 2 | FALSE | V1.1 |  |  |  | FALSE | 0 0 0
2085 | HDL-MPT1.48-A | HDL-MPT1.48-A | 简约S/1按键触摸面板(20170428 去掉红外接受，支持健康检查) | 1 button touch panel with temperature | 1 | 0 | FALSE | V4.1 | 00977B | HW00042 |  | FALSE | 4 1 1
2086 | HDL-MPT2.48-A | HDL-MPT2.48-A | 简约S/2按键触摸面板(20170428 去掉红外接受，支持健康检查) | 2 button touch panel with temperature | 2 | 0 | FALSE | V4.1 | 00977B | HW00042 |  | FALSE | 4 1 1
2087 | HDL-MPT3.48-A | HDL-MPT3.48-A | 简约S/3按键触摸面板(20170428 去掉红外接受，支持健康检查) | 3 button touch panel with temperature | 3 | 0 | FALSE | V4.1 | 00977B | HW00042 |  | FALSE | 4 1 1
2088 | HDL-MPT4.48-A | HDL-MPT4.48-A | 简约S/4按键触摸面板(20170428 去掉红外接受，支持健康检查) | 4 button touch panel with temperature | 4 | 0 | FALSE | V4.1 | 00977B | HW00042 |  | FALSE | 4 1 1
2089 | HDL-MPT2.46-A | HDL-MPT2.46-A | 简约S/2按键触摸面板(20170428 去掉红外接受，支持健康检查) | 2 button touch panel with temperature | 2 | 0 | FALSE | V4.1 | 00977B | HW00042 |  | FALSE | 4 1 1
2090 | HDL-MPT4.46-A | HDL-MPT4.46-A | 简约S/4按键触摸面板(20170428 去掉红外接受，支持健康检查) | 4 button touch panel with temperature | 4 | 0 | FALSE | V4.1 | 00977B | HW00042 |  | FALSE | 4 1 1
2091 | HDL-MPT6.46-A | HDL-MPT6.46-A | 简约S/6按键触摸面板(20170428 去掉红外接受，支持健康检查) | 6 button touch panel with temperature | 6 | 0 | FALSE | V4.1 | 00977B | HW00042 |  | FALSE | 4 1 1
2092 | HDL-MP14S.48 | HDL-MP14S.48 | 14按键多功能面板(20170606) | 14 Button Smart Wall Switch Panel with Temperature | 14 | 2 | FALSE | V4.0 - V4.04 | 2 |  |  | FALSE | 4 1 13
2093 | HDL-MP07S.48 | HDL-MP07S.48 | 7按键多功能面板(20170606) | 7 Button Smart Wall Switch Panel with Temperature | 7 | 2 | FALSE | V4.0 - V4.04 | 2 |  |  | FALSE | 4 1 13
2094 | HDL-MPH3A/L.48 | HDL-MPH3A/L.48 | 3按键大按键面板(2017 07 07 陈小山基本清华同方面板) | 3 button multifunction panel | 3 | 2 | FALSE | V1.1 |  |  |  | FALSE | 0 0 0
2095 | HDL-MPH6B/L.48 | HDL-MPH6B/L.48 | 6按键大按键面板(2017 07 07 陈小山基本清华同方面板) | 6 button multifunction panel | 6 | 2 | FALSE | V1.1 |  |  |  | FALSE | 0 0 0
2096 | HDL-MP01R.48-A | HDL-MP01R.48-A | 1按键多功能面板(20170714带温度无红外) | 1 Button Smart switch Digital Wall Panel with Temperature | 1 | 2 | FALSE | V4.0 - V4.04 |  |  |  | FALSE | 4 1 1
2097 | HDL-MP02R.48-A | HDL-MP02R.48-A | 2按键多功能面板(20170714带温度无红外) | 2 Button Smart switch Digital Wall Panel with Temperature | 2 | 2 | FALSE | V4.0 - V4.04 |  |  |  | FALSE | 4 1 1
2098 | HDL-MP03R.48-A | HDL-MP03R.48-A | 3按键多功能面板(20170714带温度无红外) | 3 Button Smart switch Digital Wall Panel with Temperature | 3 | 2 | FALSE | V4.0 - V4.04 |  |  |  | FALSE | 4 1 1
2099 | HDL-MP04R.48-A | HDL-MP04R.48-A | 4按键多功能面板(20170714带温度无红外) | 4 Button Smart switch Digital Wall Panel with Temperature | 4 | 2 | FALSE | V4.0 - V4.04 |  |  |  | FALSE | 4 1 1
2100 | HDL-MP4C.48 | HDL-MP4C.48 | 毅/金属4按键面板(20170907) | Granite/metal push 4 button panel | 4 | 2 | FALSE | V4.0 - V4.04 |  |  |  | FALSE | 4 1 1
2101 | HDL-MP6C.46 | HDL-MP6C.46 | 毅/金属6按键面板(20170907) | Granite/metal push 6 button panel | 6 | 2 | FALSE | V4.0 - V4.04 |  |  |  | FALSE | 4 1 1
2102 | HDL-MPT3.48 | HDL-MPT3.48 | 3按键触摸面板(20171016 特殊版) | 3 button touch panel with temperature | 4 | 0 | FALSE | V4.1 | MEGA32A |  |  | FALSE | 4 1 3
2103 | HDL-MPH104.48 | HDL-MPH104.48 | 4按键多功能墙面板(2017 10 20 244基础上增加状态灯亮度) | HDL Smart-HOTEL 4 Button Wall Panel | 4 | 2 | FALSE |  | MEGA32A |  |  | FALSE | 4 1 4
2104 | HDL-MPT1.48-A | HDL-MPT1.48-A | 简约S/1按键触摸面板(2062基础上修改型号) | 1 button touch panel with temperature | 1 | 0 | FALSE | V4.1 | MEGA32A |  |  | FALSE | 4 1 1
2105 | HDL-MPT2.48-A | HDL-MPT2.48-A | 简约S/2按键触摸面板(2063基础上修改型号) | 2 button touch panel with temperature | 2 | 0 | FALSE | V4.1 | MEGA32A |  |  | FALSE | 4 1 2
2106 | HDL-MPT3.48-A | HDL-MPT3.48-A | 简约S/3按键触摸面板(2064基础上修改型号) | 3 button touch panel with temperature | 3 | 0 | FALSE | V4.1 | MEGA32A |  |  | FALSE | 4 1 3
2107 | HDL-MPT4.48-A | HDL-MPT4.48-A | 简约S/4按键触摸面板(2065基础上修改型号) | 4 button touch panel with temperature | 4 | 0 | FALSE | V4.1 | MEGA32A |  |  | FALSE | 4 1 4
2108 | HDL-MP8B.48 | HDL-MP8B.48 | 8按键多功能面板(2004基础上修改短按/长按为长按） | 8 button multi-functional panel | 8 | 2 | FALSE | V4.0 - V4.04 |  | NPB1 |  | FALSE | 4 1 8
2109 | HDL-MPHG01N.48 | HDL-MPHG01N.48 | 1按键多功能面板(摩洛哥酒店） | 1 button multi-functional panel | 1 | 2 | FALSE | V4.0 - V4.04 |  | NPB1 |  | FALSE | 4 1 8
2110 | HDL-MPHG02D.48 | HDL-MPHG02D.48 | 2按键多功能面板(摩洛哥酒店） | 2 button multi-functional panel | 2 | 2 | FALSE | V4.0 - V4.04 |  | NPB1 |  | FALSE | 4 1 8
2111 | HDL-MPHG03D.48 | HDL-MPHG03D.48 | 3按键多功能面板(摩洛哥酒店） | 3 button multi-functional panel | 3 | 2 | FALSE | V4.0 - V4.04 |  | NPB1 |  | FALSE | 4 1 8
2112 | HDL-MPHG04N.48 | HDL-MPHG04N.48 | 4按键多功能面板(摩洛哥酒店） | 4 button multi-functional panel | 4 | 2 | TRUE | V4.0 - V4.04 |  | NPB1 |  | FALSE | 4 1 8
2113 | HDL-MPHG05D.48 | HDL-MPHG05D.48 | 5按键多功能面板(摩洛哥酒店） | 5 button multi-functional panel | 5 | 2 | FALSE | V4.0 - V4.04 |  | NPB1 |  | FALSE | 4 1 8
2114 | HDL-MPT06/101.48 | HDL-MPT06/101.48 | 6按键多功能触摸面板(2069基础上增加休眠) | 6 button wireless multifunction panel generation 1 | 6 | 2 | FALSE | V4.1 |  |  |  | FALSE | 4 1 8
2115 | HDL-MPT04/101.48 | HDL-MPT04/101.48 | 4按键多功能触摸面板(2066基础上增加休眠) | 4 button wireless multifunction panel generation 1 | 4 | 2 | FALSE | V4.1 |  |  |  | FALSE | 0 0 0
2116 | HDL-MPT02/101.48 | HDL-MPT02/101.48 | 2按键多功能触摸面板 | 2 button wireless multifunction panel generation 1 | 2 | 2 | FALSE | V4.1 |  |  |  | FALSE | 4 1 8
2117 | HDL-MPTF02.46 | HDL-MPTF02.46 | 方质Lite/2按键触控摸面板(20180206方质触摸面板) | Prism Lite/2 button touch panel | 2 | 0 | FALSE | V4.1 | MEGA32A |  |  | FALSE | 4 1 2
2118 | HDL-MPTF04.46 | HDL-MPTF04.46 | 方质Lite/4按键触控摸面板(20180206方质触摸面板) | Prism Lite/4 button touch panel | 4 | 0 | FALSE | V4.1 | MEGA32A |  |  | FALSE | 4 1 2
2119 | HDL-MPTF06.46 | HDL-MPTF06.46 | 方质Lite/6按键触控摸面板(20180206方质触摸面板) | Prism Lite/6 button touch panel | 6 | 0 | FALSE | V4.1 | MEGA32A |  |  | FALSE | 4 1 2
2120 | HDL-MPTF02.48 | HDL-MPTF02.48 | 方质Lite/2按键触控摸面板(20180206方质触摸面板) | Prism Lite/2 button touch panel | 2 | 0 | FALSE | V4.1 | MEGA32A |  |  | FALSE | 4 1 2
2121 | HDL-MPTF04.48 | HDL-MPTF04.48 | 方质Lite/4按键触控摸面板(20180206方质触摸面板) | Prism Lite/4 button touch panel | 4 | 0 | FALSE | V4.1 | MEGA32A |  |  | FALSE | 4 1 2
2122 | HDL-MPTF06.48 | HDL-MPTF06.48 | 方质Lite/6按键触控摸面板(20180206方质触摸面板) | Prism Lite/6 button touch panel | 6 | 0 | FALSE | V4.1 | MEGA32A |  |  | FALSE | 4 1 2
2123 | HDL-MPT03/101.48 | HDL-MPT03/101.48 | 3按键多功能触摸面板(2018 03 01 2071 基础上增加休眠功能) | 3 button wireless multifunction panel generation 1 | 3 | 2 | FALSE | V4.1 |  |  |  | FALSE | 4 1 8
2124 | HDL-MPT2.46-A | HDL-MPT2.46-A | 简约S/2按键触摸面板(20180314 2089基础增加休眠) | 2 button touch panel with temperature | 2 | 0 | FALSE | V4.1 | 00977B | HW00042 |  | FALSE | 4 1 1
2125 | HDL-MPT4.46-A | HDL-MPT4.46-A | 简约S/4按键触摸面板(20180314 2090基础增加休眠) | 4 button touch panel with temperature | 4 | 0 | FALSE | V4.1 | 00977B | HW00042 |  | FALSE | 4 1 1
2126 | HDL-MPT6.46-A | HDL-MPT6.46-A | 简约S/6按键触摸面板(20180314 2091基础增加休眠) | 6 button touch panel with temperature | 6 | 0 | FALSE | V4.1 | 00977B | HW00042 |  | FALSE | 4 1 1
2127 | HDL-MPT1.48-A | HDL-MPT1.48-A | 简约S/1按键触摸面板(20180314 2104基础增加休眠) | 1 button touch panel with temperature | 1 | 0 | FALSE | V4.1 | MEGA32A |  |  | FALSE | 4 1 1
2128 | HDL-MPT2.48-A | HDL-MPT2.48-A | 简约S/2按键触摸面板(20180314 2105基础增加休眠) | 2 button touch panel with temperature | 2 | 0 | FALSE | V4.1 | MEGA32A |  |  | FALSE | 4 1 2
2129 | HDL-MPT3.48-A | HDL-MPT3.48-A | 简约S/3按键触摸面板(20180314 2106基础增加休眠) | 3 button touch panel with temperature | 3 | 0 | FALSE | V4.1 | MEGA32A |  |  | FALSE | 4 1 3
2130 | HDL-MPT4.48-A | HDL-MPT4.48-A | 简约S/4按键触摸面板(20180314 2107基础增加休眠) | 4 button touch panel with temperature | 4 | 0 | FALSE | V4.1 | MEGA32A |  |  | FALSE | 4 1 4
2131 | HDL-MPT2.46-A | HDL-MPT2.46-A | 简约S/2按键触摸面板(20180403 2089基础增加休眠) | 2 button touch panel with temperature | 2 | 0 | FALSE | V4.1 | 00977B | HW00042 |  | FALSE | 4 1 1
2132 | HDL-MPT4.46-A | HDL-MPT4.46-A | 简约S/4按键触摸面板(20180403 2089基础增加休眠) | 4 button touch panel with temperature | 4 | 0 | FALSE | V4.1 | 00977B | HW00042 |  | FALSE | 4 1 1
2133 | HDL-MPT6.46-A | HDL-MPT6.46-A | 简约S/6按键触摸面板(20180403 2089基础增加休眠) | 6 button touch panel with temperature | 6 | 0 | FALSE | V4.1 | 00977B | HW00042 |  | FALSE | 4 1 1
2134 | HDL-MPT2.46 | HDL-MPT2.46 | 拉菲2按键面板(20180425拉菲2按键) | LF 2 button multi-functional panel | 2 | 0 | FALSE | V4.1 | 00977B | HW00042 |  | FALSE | 4 1 1
2135 | HDL-MPT4.46 | HDL-MPT4.46 | 拉菲4按键面板(20180425拉菲4按键) | LF 4 button multi-functional panel | 4 | 0 | FALSE | V4.1 | 00977B | HW00042 |  | FALSE | 4 1 1
2136 | HDL-MPT6.46 | HDL-MPT6.46 | 拉菲6按键面板(20180425拉菲6按键) | LF 6 button multi-functional panel | 6 | 0 | FALSE | V4.1 | 00977B | HW00042 |  | FALSE | 4 1 1
2137 | HDL-MP2B.48-A | HDL-MP2B.48-A | 2按键多功能面板(201804252按键) | 2 button multi-functional panel | 2 | 0 | FALSE | V4.1 | 00977B | HW00042 |  | FALSE | 4 1 1
2138 | HDL-MP4B.48-A | HDL-MP4B.48-A | 4按键多功能面板(201804252按键) | 4 button multi-functional panel | 4 | 0 | FALSE | V4.1 | 00977B | HW00042 |  | FALSE | 4 1 1
2139 | HDL-MP6B.48-A | HDL-MP6B.48-A | 6按键多功能面板(201804252按键) | 6 button multi-functional panel | 6 | 0 | FALSE | V4.1 | 00977B | HW00042 |  | FALSE | 4 1 1
2140 | HDL-MP8B.48-A | HDL-MP8B.48-A | 8按键多功能面板(201804252按键) | 8 button multi-functional panel | 8 | 0 | FALSE | V4.1 | 00977B | HW00042 |  | FALSE | 4 1 1
2141 | HDL-MP2S/TILE.48 | HDL-MP2S/TILE.48 | 方悦/2大按键轻触式面板(20180523菲驰面板) | 2 button multi-functional panel | 2 | 0 | FALSE | V4.1 | 00977B | HW00042 |  | FALSE | 4 1 1
2142 | HDL-MP4S/TILE.48 | HDL-MP4S/TILE.48 | 方悦/4大按键轻触式面板(20180523菲驰面板) | 4 button multi-functional panel | 4 | 0 | FALSE | V4.1 | 00977B | HW00042 |  | FALSE | 4 1 1
2143 | HDL-MP1B/TILE.48 | HDL-MP1B/TILE.48 | 方悦/1小按键轻触式面板(20180523菲驰面板) | 1 button multi-functional panel | 2 | 0 | FALSE | V4.1 | 00977B | HW00042 |  | FALSE | 4 1 1
2144 | HDL-MP2B/TILE.48 | HDL-MP2B/TILE.48 | 方悦/2小按键轻触式面板(20180523菲驰面板) | 2 button multi-functional panel | 4 | 0 | FALSE | V4.1 | 00977B | HW00042 |  | FALSE | 4 1 1
2145 | HDL-MP4B/TILE.48 | HDL-MP4B/TILE.48 | 方悦/4小按键轻触式面板(20180523菲驰面板) | 4 button multi-functional panel | 8 | 0 | FALSE | V4.1 | 00977B | HW00042 |  | FALSE | 4 1 1
2146 | HDL-MP8B/TILE.48 | HDL-MP8B/TILE.48 | 方悦/8小按键轻触式面板(20180523菲驰面板) | 8 button multi-functional panel | 16 | 0 | FALSE | V4.1 | 00977B | HW00042 |  | FALSE | 4 1 1
2147 | HDL-MP1B/Titan.48 | HDL-MP1B/Titan.48 | 方逸/1大按键轻触式面板(20180528拉菲1按键) | Titan/1 button multi-functional panel | 1 | 0 | FALSE | V4.1 | 00977B | HW00042 |  | FALSE | 4 1 1
2148 | HDL-MP2B/Titan.48 | HDL-MP2B/Titan.48 | 方逸/2大按键轻触式面板(20180528拉菲2按键) | Titan/2 button multi-functional panel | 2 | 0 | FALSE | V4.1 | 00977B | HW00042 |  | FALSE | 4 1 1
2149 | HDL-MP3B/Titan.48 | HDL-MP3B/Titan.48 | 方逸/3大按键轻触式面板(20180528拉菲3按键) | Titan/3 button multi-functional panel | 3 | 0 | FALSE | V4.1 | 00977B | HW00042 |  | FALSE | 4 1 1
2150 | HDL-MP6S/Titan.48 | HDL-MP6S/Titan.48 | 方逸/6小按键轻触式面板(20180528拉菲6按键) | Titan/6 button multi-functional panel | 6 | 0 | FALSE | V4.1 | 00977B | HW00042 |  | FALSE | 4 1 1
2151 | HDL-MP2S/Titan.48 | HDL-MP2S/Titan.48 | 方逸/2小按键轻触式面板(20180528拉菲2按键) | Titan/2 button multi-functional panel | 2 | 0 | FALSE | V4.1 | 00977B | HW00042 |  | FALSE | 4 1 1
2152 | HDL-MP4S/Titan.48 | HDL-MP4S/Titan.48 | 方逸/4小按键轻触式面板(20180528拉菲4按键) | Titan/4 button multi-functional panel | 4 | 0 | FALSE | V4.1 | 00977B | HW00042 |  | FALSE | 4 1 1
2153 | HDL-MP2B/KLUGER.48 | HDL-MP2B/KLUGER.48 | KluGer 2按键触摸面板(201806012路面板) | KluGer 2 button touch panel | 8 | 0 | FALSE | V4.1 | MEGA32A |  |  | FALSE | 4 1 2
2154 | HDL-MP4B/KLUGER.48 | HDL-MP4B/KLUGER.48 | KluGer 4按键触摸面板(201806012路面板) | KluGer 4 button touch panel | 10 | 0 | FALSE | V4.1 | MEGA32A |  |  | FALSE | 4 1 2
2155 | HDL-MP6B/KLUGER.48 | HDL-MP6B/KLUGER.48 | KluGer 6按键触摸面板(201806012路面板) | KluGer 6 button touch panel | 12 | 0 | FALSE | V4.1 | MEGA32A |  |  | FALSE | 4 1 2
2156 | HDL-MP4B.46-A | HDL-MP4B.46-A | 4按键多功能面板(201804252按键) | 4 button multi-functional panel | 4 | 0 | FALSE | V4.1 | 00977B | HW00042 |  | FALSE | 4 1 1
2157 | HDL-MP8B.46-A | HDL-MP8B.46-A | 8按键多功能面板(201804252按键) | 8 button multi-functional panel | 8 | 0 | FALSE | V4.1 | 00977B | HW00042 |  | FALSE | 4 1 1
2158 | HDL-MPL6B/TILE.48 | HDL-MPL6B/TILE.48 | 方悦OLED面板(20180619菲驰面板) | 6 button OLED panel | 6 | 0 | FALSE | V4.1 | 00977B | HW00042 |  | FALSE | 4 1 1
2159 | HDL-MPH4C/L.48 | HDL-MPH4C/L.48 | 4按键大按键面板(20180716跟2083功能一致) | 4 button multifunction panel | 4 | 2 | FALSE | V1.1 |  |  |  | FALSE | 0 0 0
2160 | HDL-MP4B.48 | HDL-MP4B.48 | 4按键多功能面板(20181012按键香港版本 2002上修改) | 4 button multi-functional panel | 4 | 0 | FALSE | V4.1 | 00977B | HW00042 |  | FALSE | 4 1 1
2161 | HDL-MP6B.48 | HDL-MP6B.48 | 6按键多功能面板(20181012按键香港版本 2003上修改) | 6 button multi-functional panel | 6 | 0 | FALSE | V4.1 | 00977B | HW00042 |  | FALSE | 4 1 1
3046 | HDL-MSM.431 | HDL-MSM.431 | 安全消防模块(2016 12 27只支持4个区，无短信，无高级报警) | Advanced security controller | 8 | 9 | FALSE | V4.0 - V4.05 | 2 | HW00033 |  | FALSE | 0 0 0
3047 | HDL-MSM | SB-DN-SEC250K | 安全消防模块(3048基础上薛柯利Bypass模块通道目标支持16-32，添加传感器Bypass备注) | Advanced security controller | 8 | 9 | FALSE | V4.0 - V4.05 | 2 | HW00033 |  | FALSE | 0 0 0
3048 | HDL-MSM | SB-DN-SEC250K | 安全消防模块(20110620薛柯利修改bypass提示，出门外部条件提示) | Advanced security controller | 8 | 9 | FALSE |  | 2 |  |  | FALSE | 0 0 0
3049 | HDL-MSM | SB-DN-SEC250K | 安全消防模块(20101028) | Advanced security controller | 8 | 9 | FALSE |  | 2 |  | psuCAJN5OZR.jpg | FALSE | 0 0 0
3050 | HDL-MP101B.28013 | SB-WS1m | HOTEL 1按键多功能墙面板(200809) | Hotel 1 button multi-functional panel | 1 | 2 | FALSE |  | 2 |  | psuCAJN5OZR.jpg | FALSE | 4 1 1
3051 | HDL-MP102B.28013 | SB-WS2m | HOTEL 2按键多功能墙面板(200809) | Hotel 2 button multi-functional panel | 2 | 2 | FALSE |  | 2 |  | psuCAJN5OZR.jpg | FALSE | 4 1 2
3052 | HDL-MP103B.28013 | SB-WS3m | HOTEL 3按键多功能墙面板(200809) | Hotel 3 button multi-functional panel | 3 | 2 | FALSE |  | 2 |  | psuCAJN5OZR.jpg | FALSE | 4 1 3
3053 | HDL-MP104B.28013 | SB-WS4m | HOTEL 4按键多功能墙面板(200809) | Hotel 4 button multi-functional panel | 4 | 2 | FALSE |  | 2 |  | psuCAJN5OZR.jpg | FALSE | 4 1 4
3054 | HDL-MHB.1010 | HDL-MHB.1010(SB-3S-Bell) | 玻璃不带RF刷卡的门铃(20081209test大板) | Digital doorbell | 1 | 2 | FALSE |  |  |  |  | FALSE | 4 1 1
3055 | HDL-MSM | SB-DN-SEC250K | 安全消防模块(20090324) | Security module | 8 | 9 | FALSE |  |  |  |  | FALSE | 0 0 0
3056 | HDL-MHBRF.1010 | HDL-MHB.1010(SB-3S-Bell) | 触摸门铃(射频RF)(20090605可发卡) | Hotel digital doorbell(RF) | 4 | 2 | FALSE |  |  |  |  | FALSE | 4 1 4
3057 | HDL-MHIC.1825 | SB-CRD-MSTR-Edge | 第一代金色非接触式插卡取电(20090605) | Gold metal RF card reader I | 1 | 2 | FALSE |  |  |  |  | FALSE | 4 1 4
3058 | HDL-MHIC.1811 | SB-CRD-MSTR | 第一代玻璃接触式插卡取电 (IC卡)(20090703) | Glass IC card reader I | 1 | 26 | FALSE |  |  |  |  | FALSE | 4 1 4
3059 | HDL-MHB2.2825 | HDL-MHB.1010(SB-3S-Bell) | 触控门铃(20091020小板触摸) | Digital doorbell | 1 | 2 | FALSE |  |  |  |  | FALSE | 4 1 1
3060 | HDL-MHIC.2825-Ⅱ | SB-CRD-MSTR | 酒店RF插卡取电面板(20091202新增地址信息设置) | Hotel intelligence card reader | 1 | 2 | FALSE |  |  |  |  | FALSE | 0 0 0
3061 | HDL-MHBRF.1010 | HDL-MHBRF.1010(SB-3S-Bell-XS) | 第二代RF刷卡门铃(带定时器)(20100903取消发卡/功能不变改版新增12V输出)带定时器,刷卡记录) | Hotel digital doorbell(RF) | 4 | 2 | FALSE |  |  |  |  | FALSE | 0 0 0
3062 | HDL-MHIC.1811 | SB-RF-MSTR | 第一代玻璃非接触式插卡取电 (RF)(20100903区分第一二代) | Glass RF card reader I | 1 | 2 | FALSE |  | 5 |  | 20060410171527.jpg | FALSE | 0 0 0
3063 | HDL-HDL-MHIC.3811 | SB-RF-MSTR | 第三代玻璃光电感应插卡取电 (光电感应)(20101029功能类似，存储开关目标不同3057,没有身份识别) | Glass photoelectric card reader III | 1 | 2 | FALSE |  | 0 |  |  | FALSE | 0 0 0
3064 | HDL-MHIC.2825 | SB-RF-MSTR-Edge | 第二代金色非接触式插卡取电(RF)(20101029功能类似，存储开关目标不同3057,有身份识别区分卡类型) | Gold metal RF card reader II | 5 | 2 | FALSE |  | 0 |  |  | FALSE | 0 0 0
3065 | HDL-MHIC.2811 | SB-RF-MSTR | 第二代玻璃非接触式插卡取电(RF)(20101029功能类似，存储开关目标不同3057,有身份识别区分卡类型) | Glass RF card reader II | 5 | 2 | FALSE |  | 0 |  |  | FALSE | 0 0 0
3066 | HDL-MHIC.3825 | SB-RF-MSTR-Edge | 第三代金色光电感应插卡取电(20101230功能类似，存储开关目标不同3057,没有身份识别新板) | Gold metal photoelectric card reader III | 1 | 2 | FALSE |  | 21 |  |  | FALSE | 0 0 0
3067 | HDL-MHB.1010 | HDL-MHB.1010(SB-3S-Bell) | 玻璃不带RF刷卡的门铃(修改了门铃的LED显示位置 2011 07 29大板) | Digital doorbell | 1 | 2 | FALSE |  |  |  |  | FALSE | 0 0 0
3068 | HDL-MHIC.48 | HDL-MHIC.48 | 非接触式插卡取电 塑料外壳(RF-塑料外壳)(20120604胡振成3065基础上添加，程序和3065一样，只是有玻璃改为塑料外壳) | Plastic RF card reader | 5 | 2 | FALSE |  |  |  |  | FALSE | 0 0 0
3069 | HDL-MHRF.28 | SB-RF-MSTR | 南阳酒店专用插卡取电(RF_B)(2012 08 03 南阳酒店专用RF(B)) | Plastic RF card reader(special version) | 5 | 2 | FALSE |  |  |  |  | FALSE | 0 0 0
3070 | HDL-MHBRF.1010 | HDL-MHBRF.1010(SB-3S-Bell-XS) | 酒店RF刷卡门铃(3061基础上添加LED状态改变有目标设置20121224特殊版本) | Hotel digital doorbell(RF) | 4 | 2 | FALSE |  |  |  |  | FALSE | 0 0 0
3071 | HDL-MHB2.2825 | HDL-MHB.1010(SB-3S-Bell) | 触控门铃(3059基础上添加门铃状态目标设置20121224) | Digital doorbell | 1 | 2 | FALSE |  |  |  |  | FALSE | 0 0 0
3072 | HDL-MPTB01RF.48 | HDL-MPTB01RF.48 | 酒店触摸门铃&RF卡(射频RF)(20130626触摸,RF刷卡,有机械开关和关闭时间,灵敏度调节,RGB颜色设置,身份识别) | RF Intelligent Door Bell and Access Reader | 2 | 2 | FALSE |  | MEGA32A |  |  | FALSE | 0 0 0
3073 | HDL-MHBRF.1010 | HDL-MHBRF.1010(SB-3S-Bell-XS) | 酒店触摸RF刷卡门铃(3070基础上功能完全一样新增类型20130910特殊版本硬件修改触摸方式更改,误触发,时钟芯片修改) | Hotel digital doorbell(RF) | 4 | 2 | FALSE |  |  |  |  | FALSE | 0 0 0
3074 | HDL-MHB.1010 | HDL-MHB.1010(SB-3S-Bell) | 玻璃不带RF刷卡的门铃(3067基础上功能完全一样新增类型20131012特殊版本硬件修改触摸方式更改,误触发) | Hotel digital doorbell(RF) | 1 | 2 | FALSE |  |  |  |  | FALSE | 0 0 0
3075 | HDL-MHBRF.1010 | HDL-MHBRF.1010(SB-3S-Bell-XS) | 玻璃不带RF刷卡的门铃(3072基础上修改) | Hotel digital doorbell(RF) | 1 | 0 | FALSE | V4.01 |  |  |  | FALSE | 0 0 0
3076 | HDL-MHIC.3825 | HDL-MHIC.3825 | 3按键美版玻璃非接触式插卡取电(RF-塑料外壳 201450212胡振成3068基础上增加三个按键) | Plastic RF card reader | 8 | 2 | FALSE | V1.0 |  |  |  | FALSE | 0 0 0
3077 | HDL-MHBRF.1010 | HDL-MHBRF.1010(SB-3S-Bell-XS) | 第二代RF刷卡门铃(带定时器)(20100903取消发卡/功能不变改版新增12V输出)带定时器,刷卡记录) | Hotel digital doorbell(RF) | 1 | 2 | FALSE | V1.0 |  |  |  | FALSE | 0 0 0
3078 | HDL-MPTC03.48 | HDL-MPTC03.48 | 3按键非接触式插卡取电(20151207 3076基础上修改为3按键) | RF card reader & master control EU with 3 service button | 8 | 2 | FALSE | V4.0 |  |  |  | FALSE | 0 0 0
3079 | HDL-MHIC.48 | HDL-MHIC.48 | 非接触式插卡取电 塑料外壳(RF-塑料外壳)(20160318胡振成3068基础上添加，程序和3068一样，只是有玻璃改为塑料外壳) | Plastic RF card reader | 5 | 2 | FALSE | V4.0 |  |  |  | FALSE | 0 0 0
3080 | HDL-MPTC03.46 | HDL-MPTC03.46 | 3按键非接触式插卡取电(3078一样的程序,美标) | RF Card Reader & Master Control EU With 3 Service Button | 8 | 2 | FALSE | V4.0 |  |  |  | FALSE | 0 0 0
3081 | HDL-MTB1.48 | HDL-MTB1.48 | 酒店新门铃面板(86型)(20160512 3077基础上增加) | Hotel digital doorbell | 1 | 2 | FALSE | V4.0 |  |  |  | FALSE | 0 0 0
3082 | HDL-MPTHB/101.48 | HDL-MPTHB/101.48 | 酒店新门铃面板(86型)(20160920) | Hotel digital doorbell | 1 | 2 | FALSE | V4.0 |  |  |  | FALSE | 0 0 0
3083 | HDL-MPCH01/D.48 | HDL-MPCH01/D.48 | 酒店新门铃面板(迪拜特殊版本 2017 03 30确认)(20160920) | Hotel digital doorbell | 5 | 2 | FALSE | V4.0 |  |  |  | FALSE | 0 0 0
3084 | HDL-MPTB01RF.48 | HDL-MPTB01RF.48 | 酒店触摸门铃&RF卡(射频RF)(3072基础上增加灵敏度) | RF Intelligent Door Bell and Access Reader | 6 | 2 | FALSE |  | MEGA32A |  |  | FALSE | 0 0 0
3085 | HDL-MPTHC/101.48 | HDL-MPTHC/101.48 | 3按键非接触式插卡取电(20151207 3076基础上修改为3按键) | RF card reader & master control EU with 3 service button | 8 | 2 | FALSE | V4.0 |  |  |  | FALSE | 0 0 0
3086 | HDL-MHIC.48 | HDL-MHIC.48 | 非接触式插卡取电(20170904 3068基础上增加) | Plastic RF card reader | 5 | 2 | FALSE | V4.0 |  |  |  | FALSE | 0 0 0
3089 | HDL-MHB.1010 | HDL-MHB.1010(SB-3S-Bell) | 玻璃不带RF刷卡的门铃(3074上增加门铃延时) | Hotel digital doorbell(RF) | 1 | 2 | TRUE |  |  |  |  | FALSE | 0 0 0
3090 | HDL-MHBRF.1010 | HDL-MHBRF.1010(SB-3S-Bell-XS) | 酒店触摸RF刷卡门铃(3073基础上增加一个按键) | Hotel digital doorbell(RF) | 5 | 2 | FALSE |  |  |  |  | FALSE | 0 0 0
3091 | HDL-MHBRF.1010 | HDL-MHBRF.1010(SB-3S-Bell-XS) | 酒店触摸RF刷卡门铃(2017 12 27 3071基础上增加) | Hotel digital doorbell(RF) | 4 | 2 | FALSE |  |  |  |  | FALSE | 0 0 0
3092 | HDL-MPTB01RF.48 | HDL-MPTB01RF.48 | 酒店触摸门铃&RF卡(射频RF)(3084基础上修改 特殊版本) | RF Intelligent Door Bell and Access Reader | 2 | 2 | FALSE |  | MEGA32A |  |  | FALSE | 0 0 0
3200 | HDL-MDS | HDL-MDS | 多户门口机 | Door station | 500 | 0 | FALSE | V4.01 |  |  |  | FALSE | 0 0 0
3201 | HDL-MDS | HDL-MDS | 门口机 | Door station | 500 | 0 | FALSE | V1.1 |  |  |  | FALSE | 0 0 0
3202 | HDL-MDS | HDL-MDS | 门口机(2017 05 04 增加继电器控制门锁，呼叫挂断目标) | Door station | 500 | 0 | FALSE | V1.1 |  |  |  | FALSE | 0 0 0
3203 | HDL-MDS | HDL-MDS | 多户门口机(3200基础上增加目标) | Door station | 500 | 0 | FALSE | V4.01 |  |  |  | FALSE | 0 0 0
3204 | HDL-MDS | HDL-MDS | 多户门口机(3200基础上增加开锁目标) | Door station | 500 | 0 | FALSE | V4.01 |  |  |  | FALSE | 0 0 0
3205 | HDL-MDS | HDL-MDS | 门口机(20170911增加开锁目标) | Door station | 500 | 0 | FALSE | V1.1 |  |  |  | FALSE | 0 0 0
3500 | HDL-MHRCU.433(Hotel) | HDL-MHRCU.433(Hotel) | 酒店客房控制主机(20141114 34基础上增加子网掩码 新接线端子) | Room control host module | 48 | 0 | FALSE | V4.01 |  |  |  | FALSE | 0 0 0
3501 | HDL-MHRCU.433 | HDL-MHRCU.433 | 22路混合模块(20141114 3500基础上添 调光场景功能 + 24干节点) | Room control host module | 22 | 0 | FALSE | V4.1 |  |  |  | FALSE | 0 0 0
3502 | HDL-MHRCU.433 | HDL-MHRCU.433 | 22路混合模块(20141114 3501基础上添 HV A+ 24干节点) | Room control host module | 22 | 0 | FALSE | V4.1 |  |  |  | FALSE | 0 0 0
3503 | HDL-MXRCU.433 | HDL-MXRCU.433 | 20路混合模块(20160225 20个回路 232 485 干节点20个) | Room control host module | 20 | 0 | FALSE | V4.1 |  |  |  | FALSE | 0 0 0
3504 | HDL-MXRCU.433 | HDL-MXRCU.433 | 20路混合模块(20160725 20个回路 232 485 干节点20个) | Room control host module | 20 | 0 | FALSE | V4.1 |  |  |  | FALSE | 0 0 0
3505 | HDL-MHRCU.433 | HDL-MHRCU.433 | 22路混合模块(20121229 3503基础上添 HVA 增加了场景掉电保存 + 24干节点) | Room control host module | 22 | 0 | FALSE | V4.1 |  |  |  | FALSE | 0 0 0
3506 | HDL-MHRCU.433 | HDL-MHRCU.433 | 22路混合模块(20121229 香港特殊版本增加门铃状态组合开关目标分开设置+ 24干节点) | Room control host module | 22 | 0 | FALSE | V4.1 |  |  |  | FALSE | 0 0 0
3507 | HDL-MH48IP/D.231 | HDL-MH48IP/D.231 | 酒店主机(20170605带51路干接点) | Room control host module | 51 | 0 | FALSE | V4.1 |  |  |  | FALSE | 0 0 0
3508 | HDL-MHRCU.433 | HDL-MHRCU.433 | 22路混合模块(20121229 香港特殊版本增加门铃状态组合开关目标分开设置+ 24干节点+RS485) | Room control host module | 22 | 0 | TRUE | V4.1 | STM32F107VCT6_1 |  |  | FALSE | 0 0 0
3509 | HDL-MHRCU.433 | HDL-MHRCU.433 | 22路混合模块(20121229 香港特殊版本增加门铃状态组合开关目标分开设置+ 24干节点+RS485) | Room control host module | 22 | 0 | FALSE | V4.1 |  |  |  | FALSE | 0 0 0
3510 | HDL-MHRCU.431 | HDL-MHRCU.431 | 酒店客房控制主机(2017 11 22) | Room control host module | 48 | 0 | FALSE | V4.01 |  |  |  | FALSE | 0 0 0
3511 | HDL-MHRCU.433-II | HDL-MHRCU.433-II | 酒店客房控制主机(2017 11 22) | Room control host module | 48 | 0 | FALSE | V4.01 |  |  |  | FALSE | 0 0 0
3512 | HDL-MHRCU.433(Hotel) | HDL-MHRCU.433(Hotel) | 酒店主机(20180518带24路干接点) | Room control host module | 24 | 0 | FALSE | V4.1 |  |  |  | FALSE | 0 0 0
3513 | HDL-MH48IP/D.231(Hotel) | HDL-MH48IP/D.231(Hotel) | 酒店主机(20180518带51路干接点) | Room control host module | 51 | 0 | FALSE | V4.1 |  |  |  | FALSE | 0 0 0
3514 | HDL-MHRCU-II.433(Hotel) | HDL-MHRCU-II.433(Hotel) | 酒店主机(20180518带48路干接点) | Room control host module | 48 | 0 | FALSE | V4.1 |  |  |  | FALSE | 0 0 0
3515 | HDL-MHC48IP.431(Hotel) | HDL-MHC48IP.431(Hotel) | 酒店主机(不带干接点) | Room control host module | 0 | 0 | FALSE | V4.1 |  |  |  | FALSE | 0 0 0
3516 | HDL-MHRCU.433 | HDL-MHRCU.433 | 22路混合模块(20121229 3509基础上修改 香港特殊版本 区别CRC校验问题) | Room control host module | 22 | 0 | FALSE | V4.1 |  |  |  | FALSE | 0 0 0
3517 | HDL-MBRCU-A.433 | HDL-MBRCU-A.433 | Buspro主机(20180810 新的Bus混合模块) | Buspro room control host module | 144 | 0 | FALSE | V4.1 |  |  |  | FALSE | 0 0 0
3518 | HDL-MHRCU.433(Hotel) | HDL-MHRCU.433(Hotel) | 酒店主机(20180814带24路干接点可扩展到120) | Room control host module | 24 | 0 | FALSE | V4.1 |  |  |  | FALSE | 0 0 0
3519 | HDL-MH48IP/D.231(Hotel) | HDL-MH48IP/D.231(Hotel) | 酒店主机(20180814带51路干接点可扩展到120) | Room control host module | 51 | 0 | FALSE | V4.1 |  |  |  | FALSE | 0 0 0
3520 | HDL-MHRCU-II.433(Hotel) | HDL-MHRCU-II.433(Hotel) | 酒店主机(20180518带48路干接点可扩展到120) | Room control host module | 48 | 0 | FALSE | V4.1 |  |  |  | FALSE | 0 0 0
3521 | HDL-MHRCU.433 | HDL-MHRCU.433 | 22路混合模块(20121229 3509基础上增加LED) | Room control host module | 22 | 0 | FALSE | V4.1 |  |  |  | FALSE | 0 0 0
3522 | HDL-MHRCU.433 | HDL-MHRCU.433 | 22路混合模块(20121229 3509基础上修改为酒店模式) | Room control host module | 22 | 0 | FALSE | V4.1 |  |  |  | FALSE | 0 0 0
3523 | HDL-MHRCU.433 | HDL-MHRCU.433 | 22路混合模块(20121229 3521基础上组合调光底限) | Room control host module | 22 | 0 | FALSE | V4.1 |  |  |  | FALSE | 0 0 0
3524 | HDL-MHRCU.433(Hotel) | HDL-MHRCU.433(Hotel) | 酒店主机(20190107带24路干接点可扩展到120) | Room control host module | 24 | 0 | FALSE | V4.1 |  |  |  | FALSE | 0 0 0
3525 | HDL-MH48IP/D.231(Hotel) | HDL-MH48IP/D.231(Hotel) | 酒店主机(20190107带51路干接点可扩展到120) | Room control host module | 51 | 0 | FALSE | V4.1 |  |  |  | FALSE | 0 0 0
3800 | HDL-MAC01.431 | HDL-MAC01.431 | 空调控制模块(20180704香港特殊版本) | Air-conditioning controller | 0 | 5 | FALSE | V1.0 |  |  |  | FALSE | 0 0 0
3801 | HDL-MAC01.431 | HDL-MAC01.431 | 空调控制模块(20180712特殊版本) | Air-conditioning controller | 0 | 5 | FALSE | V1.0 |  |  |  | FALSE | 0 0 0
3802 | HDL-MAC01.431 | HDL-MAC01.431 | 空调控制模块(20180704香港特殊版本) | Air-conditioning controller | 0 | 5 | FALSE | V1.0 |  |  |  | FALSE | 0 0 0
3803 | HDL-MAC01.431 | HDL-MAC01.431 | 空调控制模块(3081基础上增加) | Air-conditioning controller | 0 | 5 | FALSE | V1.0 |  |  |  | FALSE | 0 0 0
3804 | HDL-MAC01.431 | HDL-MAC01.431 | 空调控制模块(20180808 特殊HVAC) | Air-conditioning controller | 0 | 5 | FALSE | V1.0 |  |  |  | FALSE | 0 0 0
3805 | HDL-MAC01.431 | HDL-MAC01.431 | 空调控制模块(20180808 特殊HVAC) | Air-conditioning controller | 0 | 5 | FALSE | V1.0 |  |  |  | FALSE | 0 0 0
3806 | HDL-MAC01.431 | HDL-MAC01.431 | 空调控制模块(20181012) | Air-conditioning controller | 0 | 5 | FALSE | V1.0 |  |  |  | FALSE | 0 0 0
3807 | HDL-MAC01.431 | HDL-MAC01.431 | 空调控制模块(20180808 特殊HVAC) | Air-conditioning controller | 0 | 5 | FALSE | V1.0 |  |  |  | FALSE | 0 0 0
4000 | HDL-MGSM.431 | HDL-MGSM.431 | GPRS模块II(20130507New Dicky,增加子网掩码) | SMS module II | 99 | 0 | FALSE | V4.01 | 00933B | SMS1 |  | FALSE | 0 0 0
4001 | HDL-MGSM.431 | HDL-MGSM.431 | GPRS模块II(20130507New Dicky,增加子网掩码,20160311,组个数统一50) | SMS module II | 99 | 33 | FALSE | V4.1 |  |  |  | FALSE | 0 0 0
4002 | HDL-MGSM.431 | HDL-MGSM.431 | GPRS模块II(20130507New Dicky,增加子网掩码,20160311,组个数统一50) | SMS module II | 99 | 33 | FALSE | V4.1 |  |  |  | FALSE | 0 0 0
4300 | HDL-MC64-DALI.431 | HDL-MC64-DALI.431 | 64路DALI控制器(20170910 ) | 64 channels DALI controller | 64 | 23 | FALSE |  | 23 | HW00012 |  | FALSE | 1 0 64
4301 | HDL-MC64-DALI.431 | HDL-MC64-DALI.431 | 64路DALI控制器(20171020增加曲线) | 64 channels DALI controller | 64 | 23 | FALSE |  | 23 | HW00012 |  | FALSE | 1 0 64
4302 | HDL-MC64-DALI.431 | HDL-MC64-DALI.431 | 64路DALI控制器(20181217 4301上增加系列配置) | 64 channels DALI controller | 64 | 23 | FALSE |  | 23 | HW00012 |  | FALSE | 1 0 64
4500 | HDL-MBR06.431 | HDL-MBR06.431 | 4代,35MM导轨安装,4P长度,6端口总线路由模块(2014 08 28添加) | 6 Port bus routing module | 6 | 0 | FALSE | V4.01 |  | HW00002 |  | FALSE | 0 0 0
4501 | HDL-MBUS/GW-RF.40 | HDL-MBUS/GW-RF.40 | 无线BUS数据转换器(2016 03 31添加) | Wireless<-->BUS data transfer | 6 | 0 | FALSE | V4.1 |  |  |  | FALSE | 0 0 0
4502 | HDL-DL-RF.40 | HDL-DL-RF.40 | 无线门锁(2016 07 31添加) | Wireless<-->BUS data transfer | 6 | 0 | FALSE | V4.1 |  |  |  | FALSE | 0 0 0
4503 | HDL-MBR06.431 | HDL-MBR06.431 | 网络<-->BUS转换器(2016 07 31添加) | Wireless<-->BUS data transfer | 6 | 0 | FALSE | V4.1 |  |  |  | FALSE | 0 0 0
4504 | HDL-DoorLockVC-ZB.10 | HDL-DoorLockVC-ZB.10 | 门锁转换器(2017 08 7添加) | Door lock | 6 | 0 | FALSE | V4.1 |  |  |  | FALSE | 0 0 0
4505 | HDL-DoorLockVC-ZB.10 | HDL-DoorLockVC-ZB.10 | 门锁转换器(2017 08 17添加) | Door lock | 6 | 0 | FALSE | V4.1 |  |  |  | FALSE | 0 0 0
4506 | HDL-DoorLock | HDL-DoorLock | 门锁转换器(2017 09 21添加) | Door lock | 6 | 0 | FALSE | V4.1 |  |  |  | FALSE | 0 0 0
4507 | HDL-saflok | HDL-saflok | 门锁-BUS转换器(2016 07 31添加) | Wireless<-->BUS data transfer | 6 | 0 | FALSE | V4.1 |  |  |  | FALSE | 0 0 0
4508 | SH5106BG | SH5106BG | 5路485协议模块(2018 08 26添加 柯曼丽) | 5 Port bus routing module | 6 | 0 | FALSE | V4.01 |  | HW00002 |  | FALSE | 0 0 0
4509 | UC-ACM485500 | UC-ACM485500 | 5路485总线模块(2018 08 26添加 黄大华 冼泽华) | 5 Port bus routing module | 6 | 0 | FALSE | V4.01 |  | HW00002 |  | FALSE | 0 0 0
4510 | SH5106BG | SH5106BG | 5路485协议模块(2018 10 26 4508上增加海克) | 5 Port bus routing module | 6 | 0 | FALSE | V4.01 |  | HW00002 |  | FALSE | 0 0 0
4511 | UC-ACM485500 | UC-ACM485500 | 5路485总线模块(2018 08 29添加 温发裕版本) | 5 Port bus routing module | 6 | 0 | FALSE | V4.01 |  | HW00002 |  | FALSE | 0 0 0
4512 | UC-ACM485500 | UC-ACM485500 | 5路485总线模块(2018 11 30 何委隆) | 5 Port bus routing module | 6 | 0 | FALSE | V4.01 |  | HW00002 |  | FALSE | 0 0 0
4513 | UC-ACM485500 | UC-ACM485500 | 5路485总线模块(2018 12 13 温发裕版本) | 5 Port bus routing module | 6 | 0 | FALSE | V4.01 |  | HW00002 |  | FALSE | 0 0 0
4600 | HDL-Server.20 | HDL-Server. | 服务器(2017 07 21添加，网络信息加无线信息) | Server | 6 | 0 | FALSE | V4.1 |  |  |  | FALSE | 0 0 0
4601 | HDL-MSERVER.20 | HDL-MSERVER.20 | 高级网关(2017 11 20) | Advance mesh | 6 | 0 | FALSE | V4.1 |  |  |  | FALSE | 0 0 0
4602 | HDL-MBUS01IP.431 | HDL-MBUS01IP.431 | 1端口交换机(修改为点对点通讯) | 1 port switchboard | 1 | 0 | TRUE | V4.0 | STM32F107RCT6_1 | HW00001 |  | FALSE | 0 0 0
4700 | HDL-energy | HDL-energy | 能源管理模块(20190110 温发裕) | Energy module | 1 | 0 | FALSE | V1.1 |  |  |  | FALSE | 0 0 0
4800 | HDL-MHIC.48 | HDL-MHIC.48 | 非接触式插卡取电(2017 10 20 3086基础上去掉基本设置) | Card reader | 6 | 0 | FALSE | V4.1 |  |  |  | FALSE | 0 0 0
5000 | HDL-MPL8-RF | HDL-MPL8-RF | 1代无线 8按键多功能液晶面板(2031127在162基础上增加调光回路) | 8 button wireless multifunction LCD panel generation 1 | 8 | 2 | TRUE | V1.0 | STM32F103RC |  |  | FALSE | 4 1 32 7 0 1
5001 | HDL-MPL8-RF | HDL-MPL8-RF | 1代无线 8按键多功能液晶面板(2031127在162基础上增加调光回路) | DLP panel with AC music clock floor heating | 8 | 0 | TRUE | V4.01 | STM32F103RC |  |  | FALSE | 4 1 32
5002 | HDL-MPL8-RF | HDL-MPL8-RF | 1代无线 8按键多功能液晶面板(20151015 5001基础上广播温度增加通道设置) | DLP panel with AC music clock floor heating | 8 | 2 | TRUE | V1.1 | STM32F103RC |  |  | FALSE | 4 1 32
5003 | HDL-MPE04-RF.18 | HDL-MPE04-RF.18 | 1代无线 地热面板(20151214) | DLP panel with AC music clock floor heating | 4 | 2 | FALSE | V1.1 | 01220B | MPE1 |  | FALSE | 4 1 4
5004 | HDL-MPL8-RF | HDL-MPL8-RF | 1代无线 8按键多功能液晶面板(2016513地热温度增加到99,增加休眠) | DLP panel with AC music clock floor heating | 8 | 2 | FALSE | V1.1 | 00980D | WDLP1 |  | FALSE | 4 1 32 1 0 1
5005 | HDL-MPE04-RF.18 | HDL-MPE04-RF.18 | 1代无线 地热面板(20161026) | 4 button wireless panel with floor heating | 4 | 2 | FALSE | V1.1 | 01220B | MPE1 |  | FALSE | 0 0 0
5006 | HDL-MPL8-RF | HDL-MPL8-RF | 1代无线 8按键多功能液晶面板(20180410 5004上修改硬件) | DLP panel with AC music clock floor heating | 8 | 2 | FALSE | V1.1 | 00980D | WDLP1 |  | FALSE | 4 1 32 1 0 1
5007 | HDL-MPL8-RF-A | HDL-MPL8-RF-A | 1代无线 8按键多功能液晶面板(20180410 5006上修改型号) | DLP panel with AC music clock floor heating | 8 | 2 | FALSE | V1.1 | 00980D | WDLP1 |  | FALSE | 4 1 32 1 0 1
5030 | HDL-MPL2B-RF.18 | HDL-MPL2B-RF.18 | 1代无线8按键多功能面板(20131206新增无线面板功能补全最后2022) | 2 button wireless multifunction LCD panel generation 1 | 2 | 2 | FALSE | V1.0 | 01015A | WNPB1 |  | FALSE | 4 1 2
5031 | HDL-MPLB4B-RF.18 | HDL-MPL4B-RF.18 | 1代无线4按键多功能面板(20131206新增无线面板功能补全最后2022) | 4 button wireless multifunction LCD panel generation 1 | 4 | 2 | FALSE | V1.0 | 01015A | WNPB1 |  | FALSE | 4 1 4
5032 | HDL-MPL6B-RF.18 | HDL-MPL6B-RF.18 | 1代无线6按键多功能面板(20131206新增无线面板功能补全最后2022) | 6 button wireless multifunction LCD panel generation 1 | 6 | 2 | FALSE | V1.0 | 01015A | WNPB1 |  | FALSE | 4 1 6
5033 | HDL-MPL8B-RF.18 | HDL-MPL8B-RF.18 | 1代无线8按键多功能面板(20131206新增无线面板功能补全最后2022) | 8 button wireless multifunction LCD panel generation 1 | 8 | 2 | FALSE | V1.0 | 01015A | WNPB1 |  | FALSE | 4 1 8
5034 | HDL-MP01R-RF.18 | HDL-MP01R-RF.18 | 无线 1按键多功能圆按键面板 | 1 button wireless multifunction round button panel | 1 |  | TRUE | V1.0 | ATXMGE128D4 |  |  | FALSE | 4 1 1
5035 | HDL-MP02R-RF.18 | HDL-MP02R-RF.18 | 无线 2按键多功能圆按键面板 | 2 button wireless multifunction round button panel | 2 |  | TRUE | V1.0 | ATXMGE128D4 |  |  | FALSE | 4 1 2
5036 | HDL-MP03R-RF.18 | HDL-MP03R-RF.18 | 无线 3按键多功能圆按键面板 | 3 button wireless multifunction round button panel | 3 |  | TRUE | V1.0 | ATXMGE128D4 |  |  | FALSE | 4 1 3
5037 | HDL-MP04R-RF.18 | HDL-MP04R-RF.18 | 无线 4按键多功能圆按键面板 | 4 button wireless multifunction round button panel | 4 |  | TRUE | V1.0 | ATXMGE128D4 |  |  | FALSE | 4 1 4
5038 | HDL-MPT1-RF.18 | HDL-MPT1-RF.18 | 无线 1按键玻璃触摸多功能面板 | 1 button wireless multifunction glass touch panel | 1 |  | FALSE | V1.0 | 01055 | WNPT2 |  | FALSE | 4 1 1
5039 | HDL-MPT2-RF.18 | HDL-MPT2-RF.18 | 无线 2按键玻璃触摸多功能面板 | 2 button wireless multifunction glass touch panel | 2 |  | FALSE | V1.0 | 01055 | WNPT2 |  | FALSE | 4 1 2
5040 | HDL-MPT3-RF.18 | HDL-MPT3-RF.18 | 无线 3按键玻璃触摸多功能面板 | 3 button wireless multifunction glass touch panel | 3 |  | FALSE | V1.0 | 01055 | WNPT2 |  | FALSE | 4 1 3
5041 | HDL-MPT4-RF.18 | HDL-MPT4-RF.18 | 无线 4按键玻璃触摸多功能面板 | 4 button wireless multifunction glass touch panel | 4 |  | FALSE | V1.0 | 01055 | WNPT2 |  | FALSE | 4 1 4
5042 | HDL-MP2B-RF.18 | HDL-MP2B-RF.18 | 1代无线2按键多功能面板(20131206新增无线面板功能补全最后2022) | 2 button wireless multifunction panel generation 1 | 2 |  | TRUE | V1.0 | ATXMEGA128D4 |  |  | FALSE | 4 1 2
5043 | HDL-MP4B-RF.18 | HDL-MP4B-RF.18 | 1代无线4按键多功能面板(20131206新增无线面板功能补全最后2022) | 4 button wireless multifunction panel generation 1 | 4 |  | TRUE | V1.0 | ATXMEGA128D4 |  |  | FALSE | 4 1 4
5044 | HDL-MP6B-RF.18 | HDL-MP6B-RF.18 | 1代无线6按键多功能面板(20131206新增无线面板功能补全最后2022) | 6 button wireless multifunction panel generation 1 | 6 |  | TRUE | V1.0 | ATXMEGA128D4 |  |  | FALSE | 4 1 6
5045 | HDL-MP8B-RF.18 | HDL-MP8B-RF.18 | 1代无线8按键多功能面板(20131206新增无线面板功能补全最后2022) | 8 button wireless multifunction panel generation 1 | 8 |  | TRUE | V1.0 | ATXMEGA128D4 |  |  | FALSE | 4 1 8
5046 | HDL-MP01R-RF.18 | HDL-MP01R-RF.18 | 无线 1按键多功能圆按键面板 | 1 button wireless multifunction round button panel | 1 |  | FALSE | V1.0 | 01237 | WNPR1 |  | FALSE | 4 1 1
5047 | HDL-MP02R-RF.18 | HDL-MP02R-RF.18 | 无线 2按键多功能圆按键面板 | 2 button wireless multifunction round button panel | 2 |  | FALSE | V1.0 | 01238 | WNPR1 |  | FALSE | 4 1 2
5048 | HDL-MP03R-RF.18 | HDL-MP03R-RF.18 | 无线 3按键多功能圆按键面板 | 3 button wireless multifunction round button panel | 3 |  | FALSE | V1.0 | 01239 | WNPR1 |  | FALSE | 4 1 3
5049 | HDL-MP04R-RF.18 | HDL-MP04R-RF.18 | 无线 4按键多功能圆按键面板 | 4 button wireless multifunction round button panel | 4 |  | FALSE | V1.0 | 01061B | WNPR1 |  | FALSE | 4 1 4
5050 | HDL-MPT1-RF.18 | HDL-MPT1-RF.18 | 无线 1按键玻璃触摸多功能面板 | 1 button wireless multifunction glass touch panel | 1 |  | FALSE | V1.0 | 01055B | WNPT1 |  | FALSE | 4 1 1
5051 | HDL-MPT2-RF.18 | HDL-MPT2-RF.18 | 无线 2按键玻璃触摸多功能面板 | 2 button wireless multifunction glass touch panel | 2 |  | FALSE | V1.0 | 01248 | WNPT1 |  | FALSE | 4 1 2
5052 | HDL-MPT3-RF.18 | HDL-MPT3-RF.18 | 无线 3按键玻璃触摸多功能面板 | 3 button wireless multifunction glass touch panel | 3 |  | FALSE | V1.0 | 01249 | WNPT1 |  | FALSE | 4 1 3
5053 | HDL-MPT4-RF.18 | HDL-MPT4-RF.18 | 无线 4按键玻璃触摸多功能面板 | 4 button wireless multifunction glass touch panel | 4 |  | FALSE | V1.0 | 012450A | WNPT1 |  | FALSE | 4 1 4
5054 | HDL-MP04R-RF.18 | HDL-MP04R-RF.18 | 无线 4按键多功能圆按键面板 | 4 button wireless multifunction round button panel | 4 |  | FALSE | V1.0 | 01061B | WNPR1 |  | FALSE | 4 1 4
5055 | HDL-MPT4-RF.16 | HDL-MPT4-RF.16 | 无线 4按键玻璃触摸多功能面板 | 4 button wireless multifunction glass touch panel | 4 |  | FALSE | V1.0 | 012450A | WNPT1 |  | FALSE | 4 1 4
5056 | HDL-MPT6-RF.16 | HDL-MPT6-RF.16 | 无线 6按键玻璃触摸多功能面板 | 6 button wireless multifunction glass touch panel | 6 | 2 | FALSE | V1.1 | 012450A | WNPT1 |  | FALSE | 4 1 6
5057 | HDL-MPT4-RF.18 | HDL-MPT4-RF.18 | 无线 4按键玻璃触摸多功能面板 | 4 button wireless multifunction glass touch panel | 4 | 2 | FALSE | V1.1 | 012450A | WNPT1 |  | FALSE | 4 1 4
5058 | HDL-MPT2-RF.16 | HDL-MPT2-RF.16 | 无线 2按键玻璃触摸多功能面板 | 2 button wireless multifunction glass touch panel | 2 | 2 | FALSE | V1.1 | 012450A | WNPT1 |  | FALSE | 4 1 2
5059 | HDL-MPT4-RF.16 | HDL-MPT4-RF.16 | 无线 4按键玻璃触摸多功能面板 | 4 button wireless multifunction glass touch panel | 4 | 2 | FALSE | V1.1 | 012450A | WNPT1 |  | FALSE | 4 1 4
5060 | HDL-MPT9-RF.16 | HDL-MPT9-RF.16 | 无线 9按键玻璃触摸多功能面板 | 9 button wireless multifunction glass touch panel | 9 | 2 | FALSE | V1.1 | 012450A | HW00132 |  | FALSE | 4 1 9
5061 | HDL-MPT1-RF.16 | HDL-MPT1-RF.16 | 无线 1按键玻璃触摸多功能面板 | 1 button wireless multifunction glass touch panel | 1 | 2 | FALSE | V1.1 | 012450A | WNPT1 |  | FALSE | 4 1 1
5062 | HDL-MP4L-RF.18 | HDL-MP4L-RF.18 | 1代无线4按键多功能面板(20131206新增无线面板功能补全最后2022) | 4 button wireless multifunction panel generation 1 | 4 | 2 | FALSE | V1.1 |  |  |  | FALSE | 4 1 4
5063 | HDL-MP8L-RF.18 | HDL-MP8L-RF.18 | 1代无线8按键多功能面板(20131206新增无线面板功能补全最后2022) | 8 button wireless multifunction panel generation 1 | 8 | 2 | FALSE | V1.1 |  |  |  | FALSE | 4 1 8
5064 | HDL-MPE4L-RF.18 | HDL-MPE4L-RF.18 | 无线传承3位6按键多功能OLED面板 | 4 button wireless multifunction panel generation 1 | 16 | 2 | FALSE | V1.1 |  |  |  | FALSE | 0 0 0
5065 | HDL-MP4/D-RF.18 | HDL-MP4/D-RF.18 | 无线4按键多功能按键面板 | 4 button wireless multifunction panel generation 1 | 4 | 2 | FALSE | V1.1 |  |  |  | FALSE | 0 0 0
5066 | HDL-MP6/D-RF.18 | HDL-MP6/D-RF.18 | 无线6按键多功能按键面板 | 6 button wireless multifunction panel generation 1 | 6 | 2 | FALSE | V1.1 |  |  |  | FALSE | 0 0 0
5067 | HDL-MP2B-RF.16 | HDL-MP2B-RF.16 | 1代无线2按键多功能面板(2017 04 24功能与欧标一样) | 2 button wireless multifunction panel generation 1 | 2 |  | FALSE | V1.0 | 01015A | WNPB1 |  | FALSE | 4 1 2
5068 | HDL-MP6B-RF.16 | HDL-MP6B-RF.16 | 1代无线6按键多功能面板(2017 04 24功能与欧标一样) | 6 button wireless multifunction panel generation 1 | 6 |  | FALSE | V1.0 | 01015A | WNPB1 |  | FALSE | 4 1 6
5069 | HDL-MP4L-RF.18 | HDL-MP4L-RF.18 | 1代无线4按键多功能面板(2017 05 08 柯曼丽新4按键面板) | 4 button wireless multifunction panel generation 1 | 4 | 2 | FALSE | V1.1 |  |  |  | FALSE | 4 1 4
5070 | HDL-MP8L-RF.18 | HDL-MP8L-RF.18 | 1代无线8按键多功能面板(2017 05 08 柯曼丽新8按键面板) | 8 button wireless multifunction panel generation 1 | 8 | 2 | FALSE | V1.1 |  |  |  | FALSE | 4 1 8
5071 | HDL-MPE4L-RF.18 | HDL-MPE4L-RF.18 | 无线传承3位6按键多功能OLED面板 (2017 05 08 柯曼丽新OLED按键面板) | 4 button wireless multifunction panel generation 1 | 16 | 2 | FALSE | V1.1 |  |  |  | FALSE | 0 0 0
5072 | HDL-MPE4L-RF.18 | HDL-MPE4L-RF.18 | 无线传承3位6按键多功能OLED面板 | 4 button wireless multifunction panel generation 1 | 16 | 2 | FALSE | V1.1 |  |  |  | FALSE | 0 0 0
5073 | HDL-MP4L-RF.18 | HDL-MP4L-RF.18 | 1代无线4按键多功能面板(2017 05 08 柯曼丽新4按键面板) | 4 button wireless multifunction panel generation 1 | 4 | 2 | FALSE | V1.1 |  |  |  | FALSE | 4 1 4
5074 | HDL-MP8L-RF.18 | HDL-MP8L-RF.18 | 1代无线8按键多功能面板(2017 05 08 柯曼丽新8按键面板) | 8 button wireless multifunction panel generation 1 | 8 | 2 | FALSE | V1.1 |  |  |  | FALSE | 4 1 8
5300 | HDL-MWM70-RF.12 | HDL-MWM70-RF.12 | 开合帘电机(20131206在706上添加无线功能甄亚飞) | Curtain motor | 1 | 5 | FALSE | V1.0 | 20060410171527.jpg |  |  | FALSE | 2 0 1
5301 | HDL-MVSM45B.-RF.12 | HDL-MVSM45B.-RF.12 | 卷帘电机(甄亚飞) | Roller curtain motor | 1 | 0 | FALSE | V1.1 |  |  |  | FALSE | 2 1 1
5302 | HDL-MPC01-RF.18 | HDL-MPC01-RF.18 | 无线1路窗帘驱动器 (20150529黄明) | 1ch window curtain controller | 4 | 75 | TRUE | V1.1 | ATXMGE128D4 |  |  | FALSE | 2 2 1
5303 | HDL-MPC01-RF.18 | HDL-MPC01-RF.18 | 无线1路窗帘驱动 (20150529黄明无线小模块) | 1ch window curtain controller | 4 | 75 | FALSE | V1.1 | ATXMEGA128D4 |  |  | FALSE | 2 2 1
5304 | HDL-MPC01-RF.18 | HDL-MPC01-RF.18 | 无线1路窗帘驱动 (20170214黄明无线小模块功能一致更换芯片STM32) | 1ch window curtain controller | 4 | 75 | FALSE | V1.1 | STM32F051K8U6 |  |  | FALSE | 2 2 1
5305 | HDL-MWM70-RF.11 | HDL-MWM70-RF.11 | 开合帘电机(20170306在5300上添加110V电机甄亚飞) | Curtain motor | 1 | 5 | FALSE | V1.0 | 20060410171527.jpg |  |  | FALSE | 2 0 1
5306 | HDL-MPC01-RF.28 | HDL-MPC01-RF.28 | 无线1路窗帘驱动 (20180619 5304上更改型号) | 1ch window curtain controller | 4 | 75 | FALSE | V1.1 | STM32F051K8U6 |  |  | FALSE | 2 2 1
5307 | HDL-MPC01-RF.18 | HDL-MPC01-RF.18 | 无线1路窗帘驱动 (290108 5303基础上增加) | 1ch window curtain controller | 4 | 75 | FALSE | V1.1 | ATXMEGA128D4 |  |  | FALSE | 2 2 1
5500 | HDL-MPR01-RF.18 | HDL-MPR01-RF.18 | 无线1路继电器驱动器() | 1 channels 10A relay IV | 4 |  | TRUE | V1.0 | ATXMGE128D4 |  |  | FALSE | 1 1 1
5501 | HDL-MPR02-RF.18 | HDL-MPR02-RF.18 | 无线2路继电器驱动器() | 2 channels 3A relay IV | 4 |  | TRUE | V1.0 | ATXMEGA128D4 |  |  | FALSE | 1 1 1
5502 | HDL-MPR01-RF.18 | HDL-MPR01-RF.18 | 无线1路继电器驱动器() | 1 channels 8A relay driver | 4 | 75 | FALSE | V1.1 |  |  |  | FALSE | 1 1 1
5503 | HDL-MPR02-RF.18 | HDL-MPR02-RF.18 | 无线2路继电器驱动器() | 2 channels 3A relay driver | 4 | 75 | FALSE | V1.1 |  |  |  | FALSE | 1 1 2
5504 | HDL-MR01/L1-RF.10 | HDL-MR01/L1-RF.10 | 1路10A继电器-印度L1(20170601) | SmartUp 1 ch Relay Switch | 4 | 75 | FALSE | V1.1 |  |  |  | FALSE | 1 1 1
5505 | HDL-MR02/L1-RF.10 | HDL-MR02/L1-RF.10 | 2路5A继电器-印度L1(20170601) | SmartUp 2 ch Relay Switch | 4 | 75 | FALSE | V1.1 |  |  |  | FALSE | 1 1 2
5506 | HDL-MDA01/L1-RF.10 | HDL-MDA01/L1-RF.10 | 0-10V调光继电器-印度L1(20170601) | SmartUp 1 ch Analog Dimmer | 4 | 75 | FALSE | V1.1 |  |  |  | FALSE | 1 1 1
5507 | HDL-MPR01-RF.18 | HDL-MPR01-RF.18 | 无线1路继电器驱动器(20170728 5502基础上增加) | 1 channels 8A relay driver | 4 | 75 | FALSE | V1.1 |  |  |  | FALSE | 1 1 1
5508 | HDL-MPR02-RF.18 | HDL-MPR02-RF.18 | 无线2路继电器驱动器(20170728 5503基础上增加) | 2 channels 3A relay driver | 4 | 75 | FALSE | V1.1 |  |  |  | FALSE | 1 1 2
5509 | HDL-MPR01-RF.18 | HDL-MPR01-RF.18 | 无线1路继电器驱动器(20180225 XMAGA) | 1 channels 8A relay driver | 4 | 75 | FALSE | V1.1 |  |  |  | FALSE | 1 1 1
5510 | HDL-MPR02-RF.18 | HDL-MPR02-RF.18 | 无线2路继电器驱动器(20180225 XMAGA) | 2 channels 3A relay driver | 4 | 75 | FALSE | V1.1 |  |  |  | FALSE | 1 1 2
5511 | HDL-MPR01-RF.18 | HDL-MPR01-RF.18 | 无线1路继电器驱动器(20180225 STM32) | 1 channels 8A relay driver | 4 | 75 | FALSE | V1.1 |  |  |  | FALSE | 1 1 1
5512 | HDL-MPR02-RF.18 | HDL-MPR02-RF.18 | 无线2路继电器驱动器(20180225 STM32) | 2 channels 3A relay driver | 4 | 75 | FALSE | V1.1 |  |  |  | FALSE | 1 1 2
5513 | HDL-MPR01-RF.28 | HDL-MPR01-RF.28 | 无线1路继电器驱动器(20180619 5511上更改型号) | 1 channels 8A relay driver | 4 | 75 | FALSE | V1.1 |  |  |  | FALSE | 1 1 1
5514 | HDL-MPR02-RF.28 | HDL-MPR02-RF.28 | 无线2路继电器驱动器(20180619 5512上更改型号) | 2 channels 3A relay driver | 4 | 75 | FALSE | V1.1 |  |  |  | FALSE | 1 1 2
5515 | HDL-MR01/L1-RF.10 | HDL-MR01/L1-RF.10 | 1路20A继电器-印度L1(20170601) | SmartUp 1 ch Relay Switch | 4 | 75 | FALSE | V1.1 |  |  |  | FALSE | 1 1 1
5700 | HDL-MPD01-RF.18 | HDL-MPD01-RF.18 | 无线1路调光驱动器() | 1ch 1.5A dimmer | 4 | 75 | FALSE | V1.1 |  |  |  | FALSE | 1 0 1
5701 | HDL-MPDA04-RF.18 | HDL-MPDA04-RF.18 | 无线4路0-10V LED驱动器(本身自带调光曲线) | 4ch 0-10V LED dimmer | 4 | 75 | FALSE | V1.1 |  |  |  | FALSE | 1 0 1
5702 | HDL-MPD01-RF.18 | HDL-MPD01-RF.18 | 无线1路调光驱动器(2016 04 21 增加调光曲线) | 1ch 1.5A Dimmer | 4 | 75 | FALSE | V1.1 |  |  |  | FALSE | 1 0 1
5703 | HDL-MPD01-RF.18 | HDL-MPD01-RF.18 | 无线1路调光驱动器(2017 03 22 5702基础上面更换芯片STM32) | 1ch 1.5A dimmer | 4 | 75 | FALSE | V1.1 |  |  |  | FALSE | 1 0 1
5704 | HDL-MPDA04-RF.18 | HDL-MPDA04-RF.18 | 无线4路0-10V LED驱动器(本身自带调光曲线) | 4ch 0-10V LED Dimmer | 4 | 75 | FALSE | V1.1 |  |  |  | FALSE | 1 0 1
5705 | HDL-MD01/L1-RF.10 | HDL-MD01/L1-RF.10 | 1路调光器-印度L1(2017 03 22 5702基础上面更换芯片STM32) | SmartUp 1 ch Dimmer Switch | 4 | 75 | FALSE | V1.1 |  |  |  | FALSE | 1 0 1
5706 | HDL-MD02/L1-RF.10 | HDL-MD02/L1-RF.10 | 2路调光器-印度L1(2017 03 22 5702基础上面更换芯片STM32) | SmartUp 2 ch dimmer switch | 4 | 75 | FALSE | V1.1 |  |  |  | FALSE | 1 0 1
5707 | HDL-MPD01-RF.28 | HDL-MPD01-RF.28 | 无线1路调光驱动器(20180619 5703上更改型号) | 1ch 1.5A dimmer | 4 | 75 | FALSE | V1.1 |  |  |  | FALSE | 1 0 1
5708 | HDL-MPDA04-RF.28 | HDL-MPDA04-RF.28 | 无线4路0-10V LED驱动器(20180619 5704上更改型号) | 4ch 0-10V LED Dimmer | 4 | 75 | FALSE | V1.1 |  |  |  | FALSE | 1 0 1
5800 | HDL-MDLED0407-RF.40 | HDL-MDLED0407-RF.40 | 无线4路7A智能LED调光模块(东哥2016 12 27 623基础上去掉电源电压设置,去掉查看散热器温度,去掉调光曲线,增加逻辑回路) | 4ch 7A wireless intelligent LED dimming module | 4 | 0 | FALSE | V4.01 |  |  |  | FALSE | 1 0 4
5900 | HDL-MPS04-RF.18 | HDL-MPS04-RF.18 | 无线4路干接点驱动器() | 4ch wireless dry contactmodule | 4 | 16 | FALSE | V1.1 |  |  |  | FALSE | 4 0 4
5901 | HDL-MPS04-RF.18 | HDL-MPS04-RF.18 | 无线4路干接点驱动器(2017 05 27) | 4ch wireless dry contact module | 4 | 16 | FALSE | V1.1 |  |  |  | FALSE | 4 0 4
5902 | HDL-MPS04-RF.28 | HDL-MPS04-RF.28 | 无线4路干接点驱动器(20180619 5901上更改型号7) | 4ch wireless dry contact module | 4 | 16 | FALSE | V1.1 |  |  |  | FALSE | 4 0 4
6100 | HDL-MIR01R-RF.10 | HDL-MIR01R-RF.10 | 无线3通道发射模块 | Infrared signal emission,remote receiving module | 3 | 76 | FALSE | V1.1 |  |  |  | FALSE | 0 0 0
6101 | HDL-MR/PLUG-RF.1P | HDL-MR/PLUG-RF.1P | 无线插座 | Wireless 1ch relay receptacle | 0 | 76 | FALSE | V1.1 |  |  |  | FALSE | 0 0 0
6102 | HDL-MR/PLUG-RF.1P | HDL-MR/PLUG-RF.1P | 无线插座 | Wireless 1ch relay receptacle | 0 | 76 | FALSE | V1.1 |  |  |  | FALSE | 0 0 0
6103 | HDL-MR/PLUG-RF.1P | HDL-MR/PLUG-RF.1P | 无线插座 | Wireless 1ch relay receptacle | 0 | 76 | FALSE | V1.1 |  |  |  | FALSE | 0 0 0
6104 | HDL-MPLUG/L1-RF.10 | HDL-MPLUG/L1-RF.10 | 智能插座-印度L1 | SmartUp socket adaptor | 0 | 76 | FALSE | V1.1 |  |  |  | FALSE | 0 0 0
6300 | HDL-MF01/L1-RF.10 | HDL-MF01/L1-RF.10 | 风扇控制器-印度L1(基本信息和支持0031控制) | SmartUp 1 ch fan controller | 0 | 5 | FALSE | V2.0 |  | HW00031 |  | FALSE | 7 0 1
6400 | HDL-MC01/L1-BRF.10 | HDL-MC01/L1-BRF.10 | 场景遥控器-印度L1 | SmartUp scene controller | 0 | 0 | FALSE | V1.0 |  |  |  | FALSE
6500 | HDL-MFAN04.432 | HDL-MFAN04.432 | 风扇控制器(基本信息和支持0031控制) | Fan controller | 0 | 5 | FALSE | V2.0 |  | HW00031 |  | FALSE | 7 0 1
7000 | HDL-MP4L/D.48 | HDL-MP4L/D.48 | 4按键多功能面板(2017 07 08 柯曼丽新4按键面板) | 4 button wireless multifunction panel generation 1 | 4 | 2 | FALSE | V1.1 |  |  |  | FALSE | 4 1 4
7001 | HDL-MP8L/D.48 | HDL-MP8L/D.48 | 8按键多功能面板(2017 07 08 柯曼丽新8按键面板) | 8 button wireless multifunction panel generation 1 | 8 | 2 | FALSE | V1.1 |  |  |  | FALSE | 4 1 8
7002 | HDL-MPE4L/D.48 | HDL-MPE4L/D.48 | 传承3位6按键多功能OLED面板 (2017 07 08 柯曼丽新OLED按键面板) | 4 button multifunction OLED panel generation 1 | 16 | 2 | FALSE | V1.1 |  |  |  | FALSE | 0 0 0
7003 | HDL-MPE4L/D.48 | HDL-MPE4L/D.48 | 传承3位6按键多功能OLED面板 (2017 07 08 柯曼丽新OLED按键面板) | 4 button multifunction OLED panel generation 1 | 16 | 2 | FALSE | V1.1 |  |  |  | FALSE | 0 0 0
7004 | HDL-MPE4L/D.48 | HDL-MPE4L/D.48 | 传承3位6按键多功能OLED面板 (2017 07 08 柯曼丽新OLED按键面板) | 4 button multifunction OLED panel generation 1 | 20 | 2 | FALSE | V1.1 |  |  |  | FALSE | 0 0 0
7005 | HDL-MP4L/D.48 | HDL-MP4L/D.48 | 4按键多功能面板(2018 01 15 柯曼丽新4按键面板增加休眠) | 4 button wireless multifunction panel generation 1 | 4 | 2 | FALSE | V1.1 |  |  |  | FALSE | 4 1 4
7006 | HDL-MP8L/D.48 | HDL-MP8L/D.48 | 8按键多功能面板(2018 01 15 柯曼丽新8按键面板增加休眠) | 8 button wireless multifunction panel generation 1 | 8 | 2 | FALSE | V1.1 |  |  |  | FALSE | 4 1 8
7007 | HDL-MPE4L/D.48 | HDL-MPE4L/D.48 | 传承3位6按键多功能OLED面板 (2017 01 15 7002基础上增加休眠) | 4 button multifunction OLED panel generation 1 | 20 | 2 | FALSE | V1.1 |  |  |  | FALSE | 0 0 0
7008 | HDL-MPE4L/D.48 | HDL-MPE4L/D.48 | 传承3位6按键多功能OLED面板 (28 10 29 柯曼丽新OLED按键面板 7004基础上修改图片) | 4 button multifunction OLED panel generation 1 | 20 | 2 | FALSE | V1.1 |  |  |  | FALSE | 0 0 0
8000 | HDL-MRS232.231 | SB-DN-RS232N | 青岛地铁MODBUS(20171107) | MODBUS data transfer | 33 | 24 | FALSE | V1.0 |  |  |  | FALSE | 0 0 0
9000 | HDL-IPC-H01 | HDL-IPC-H01 | 720P WIFI小枪网络摄像机 | HDL camera | 0 | 0 | FALSE | V1.1 |  |  |  | FALSE | 0 0 0
9001 | HDL-IPC-H02 | HDL-IPC-H02 | HDL Camera | HDL camera | 0 | 0 | FALSE | V1.0 |  |  |  | FALSE | 0 0 0
9002 | HDL-IPC-H03 | HDL-IPC-H03 | HDL Camera | HDL camera | 0 | 0 | FALSE | v1.0 |  |  |  | FALSE | 0 0 0
9003 | HDL-IPC-H04 | HDL-IPC-H04 | HDL Camera | HDL camera | 0 | 0 | FALSE | v1.0 |  |  |  | FALSE | 0 0 0
9100 | HDL-MPTL14.46-A | HDL-MPTL14.46-A | 智享S/触摸14按键多功能液晶面板(20180529 188基础上增加解决传感器校准) | DLP panel with AC music clock floor heating | 8 | 2 | FALSE | V4.0 | 01045B | HW00040 |  | FALSE | 4 1 32
9101 | HDL-MPLKLG4.46 | HDL-MPLKLG4.46 | Kluger液晶面板(20180614 kulger液晶面板) | Kluger DLP | 4 | 2 | FALSE | V4.0 | 01045B | HW00040 |  | FALSE | 4 1 32
9102 | HDL-MPTLC43.46 | HDL-MPTLC43.46 | 彩色4.3寸触控多功能液晶面板(20180330 194基础上增加按键使能) | Enviro/4.3" touch panel | 11 | 2 | FALSE | V4.0 | 01076A | DLPC2 |  | FALSE | 4 1 36
9103 | HDL-MPTLC43.46 | HDL-MPTLC43.46 | 彩色4.3寸触控多功能液晶面板(20180330 199基础上增加按键使能) | Enviro/4.3" touch panel | 11 | 2 | FALSE | V4.0 | 01076A | DLPC2 |  | FALSE | 4 1 36
9104 | HDL-MPTLC43.46-A | HDL-MPTLC43.46-A | 智绚S/彩色4.3寸触控多功能液晶面板(20180817 192基础上增加接近传感器校准) | Enviro/4.3" touch panel | 11 | 2 | FALSE | V4.0 | 01076A | DLPC2 |  | FALSE | 4 1 36
9105 | HDL-MPTFL11.46 | HDL-MPTFL11.46 | 方质Pro/多功能触控面板(20180824 增加语言) | Prism Pro/multi-function touch panel | 6 | 2 | FALSE | V4.0 | 01045B | HW00040 |  | FALSE | 4 1 32
9106 | HDL-MPTLC43.46 | HDL-MPTLC43.46 | 彩色4.3寸触控多功能液晶面板(20180829 香港新图) | Enviro/4.3" touch panel | 11 | 2 | FALSE | V4.0 | 01076A | DLPC2 |  | FALSE | 4 1 36
9107 | HDL-MPTLC43.46-A | HDL-MPTLC43.46-A | 智绚S/彩色4.3寸触控多功能液晶面板(20180817 192基础上增加触摸坐标读取) | Enviro/4.3" touch panel | 11 | 2 | FALSE | V4.0 | 01076A | DLPC2 |  | FALSE | 4 1 36
9108 | HDL-MPTLC43.46 | HDL-MPTLC43.46 | 彩色4.3寸触控多功能液晶面板(20180330 9103基础上增加触摸灵敏50-99) | Enviro/4.3" touch panel | 11 | 2 | FALSE | V4.0 | 01076A | DLPC2 |  | FALSE | 4 1 36
9109 | HDL-MPTLC43.46 | HDL-MPTLC43.46 | 彩色4.3寸触控多功能液晶面板(20180330 9102基础上增加灵敏度0-49) | Enviro/4.3" touch panel | 11 | 2 | FALSE | V4.0 | 01076A | DLPC2 |  | FALSE | 4 1 36
9110 | HDL-MPLKLG4.46 | HDL-MPLKLG4.46 | Kluger液晶面板(20180614 kulger液晶面板) | Kluger DLP | 4 | 2 | FALSE | V4.0 | 01045B | HW00040 |  | FALSE | 4 1 32
9111 | HDL-MPTL14.46 | HDL-MPTL14.46 | 智享S/触摸14按键多功能液晶面板(20180529 188基础上增加解决传感器校准) | DLP panel with AC music clock floor heating | 8 | 2 | FALSE | V4.0 | 01045B | HW00040 |  | FALSE | 4 1 32
9112 | HDL-MPTLC43.46 | HDL-MPTLC43.46 | 彩色4.3寸触控多功能液晶面板(20181225 9108基础上增加机械开关0-49) | Enviro/4.3" touch panel | 11 | 2 | FALSE | V4.0 | 01076A | DLPC2 |  | FALSE | 4 1 36
9113 | HDL-MPTLC43.46 | HDL-MPTLC43.46 | 彩色4.3寸触控多功能液晶面板(20181225 9109基础上增加机械开关50-99) | Enviro/4.3" touch panel | 11 | 2 | FALSE | V4.0 | 01076A | DLPC2 |  | FALSE | 4 1 36
9114 | HDL-MPTLC43.46 | HDL-MPTLC43.46 | 彩色4.3寸触控多功能液晶面板(20181225 9106基础上增加机械开关) | Enviro/4.3" touch panel | 11 | 2 | FALSE | V4.0 | 01076A | DLPC2 |  | FALSE | 4 1 36
9500 | HDL-IPC-H04 | HDL-IPC-H04 | 32路输入检测模块 | 32路输入检测模块 | 32 | 0 | FALSE | v1.0 |  |  |  | FALSE | 0 0 0
9501 | HDL-IPC-H04 | HDL-IPC-H04 | 32路输出检测模块 | 32路输出检测模块 | 32 | 0 | FALSE | v1.0 |  |  |  | FALSE | 0 0 0
9502 | HDL-IPC-H04 | HDL-IPC-H04 | 6路电流电压检测模块 | 6路电流电压检测模块 | 6 | 0 | FALSE | v1.0 |  |  |  | FALSE | 0 0 0
9503 | HDL-IPC-H04 | HDL-IPC-H04 | 混合检测模块 | 混合检测模块 | 0 | 0 | FALSE | v1.0 |  |  |  | FALSE | 0 0 0
9600 | HDL-MBUS01IP.431 | HDL-MBUS01IP.431 | 1端口交换机(增加本地加密) | 1 port switchboard | 1 | 0 | TRUE | V4.0 | STM32F107RCT6_1 | HW00001 |  | FALSE | 0 0 0
9700 | HDL-MWM70B.22 | HDL-MWM70B.22 | 开合帘电机(20181122创明电机) | Curtain motor | 1 | 73 | FALSE | V1.0 |  | HW00026 |  | FALSE | 0 0 0
9701 | HDL-MVSM45B.22 | HDL-MVSM45B.22 | 卷帘电机(20181122创明电机) | Roller curtain motor | 1 | 73 | FALSE | V1.0 |  | HW00028 |  | FALSE | 0 0 0
30000 | HDL-MTS10B.2WI | HDL-MTS10B.2WI | 10英寸触摸屏 | 7" touch screen | 0 | 0 | FALSE |  |  |  |  | FALSE
36865 | HDL-MBUS01IP.431 | HDL-MBUS01IP.431 | 快思聪版本1端口交换机(2017 03 06快思聪版本交换机不带CRC) | 1 port switchboard Crestron | 1 | 0 | FALSE | V4.0 | 892C | HW00001 |  | FALSE | 0 0 0
36866 | HDL-Homekit | HDL-Homekit | HDL Homekit转换器 | HDL homekit convertor | 0 | 0 | FALSE | V1.0 |  |  |  | FALSE | 0 0 0
51966 | HDL-Sonos | HDL-Sonos | HDL Sonos转换器 | HDL sonos convertor | 0 | 0 | FALSE | V1.0 |  |  |  | FALSE | 0 0 0
58000 | HDL-IRACC | HDL-IRACC | 第三方软件 | 第三方软件 | 128 | 0 | FALSE | V1.1 |  |  |  | FALSE | 0 0 0
58001 | HDL-IRACC | HDL-IRACC | 第三方软件 | 第三方软件 | 128 | 0 | FALSE | V1.1 |  |  |  | FALSE | 0 0 0
58002 | HDL-Savent | HDL-Savent | 塞万特驱动 | Savent | 128 | 0 | FALSE | V1.1 |  |  |  | FALSE | 0 0 0
58003 | HDL-ZHONGHONG | HDL-ZHONGHONG | 中弘 | ZHONGHONG | 128 | 0 | FALSE | V1.1 |  |  |  | FALSE | 0 0 0
58004 | HDL-HAIKE | HDL-HAIKE | 海克传感器 | HAIKE | 128 | 0 | FALSE | V1.1 |  |  |  | FALSE | 0 0 0
58005 | HDL-MRF/HORN.4C | HDL-MRF/HORN.4C | 无线传感器接收器 | iHORN Sensor receiver | 128 | 0 | FALSE | V1.1 |  |  |  | FALSE | 0 0 0
58006 | HDL-iHORN | HDL-iHORN | 呼梯集成 | iHORN | 128 | 0 | FALSE | V1.1 |  |  |  | FALSE | 0 0 0
58007 | HDL-Server | HDL-Server | HDL服务器 | HDL服务器 | 128 | 0 | FALSE | V1.1 |  |  |  | FALSE | 0 0 0
58008 | HDL-iHORN | HDL-iHORN | 阿里酒店转换器 | 阿里酒店转换器 | 128 | 0 | FALSE | V1.1 |  |  |  | FALSE | 0 0 0
58009 | HDL-SDK | HDL-SDK | 河东安卓SDK | Android SDK | 128 | 0 | FALSE | V1.1 |  |  |  | FALSE | 0 0 0
58010 | HDL-MWM75B/D.12 | HDL-MWM75B/D.12 | AC 220V ±15% 50HZ 75W/220v的开合帘电机对应久宜的电机型号:JYC100AEA-75/20 | AC 220V ±15% 50HZ | 128 | 0 | FALSE | V1.1 |  |  |  | FALSE | 0 0 0
58011 | HDL-MWM45B/D.12 | HDL-MWM45B/D.12 | AC 220V ±15% 50HZ 45W/220v的开合帘电机对应久宜的电机型号：JYC100AEA-45/20 | AC 220V ±15% 50HZ | 128 | 0 | FALSE | V1.1 |  |  |  | FALSE | 0 0 0
58012 | HDL-MVSM35B/D.12 | HDL-MVSM35B/D.12 | 220V 50Hz 对应型号：JYT35AEA 13/14 JYT35AEA 10/17 这两款扭矩转速不同 | 220V 50Hz | 128 | 0 | FALSE | V1.1 |  |  |  | FALSE | 0 0 0
58013 | HDL Server/Processor | HDL Server/Processor | HDL Server/Processor | HDL Server/Processor | 128 | 0 | FALSE | V1.1 |  |  |  | FALSE | 0 0 0
58014 | DemoPad Centro-8M | DemoPad Centro-8M | DemoPad Centro-8M | DemoPad Centro-8M | 128 | 0 | FALSE | V1.1 |  |  |  | FALSE | 0 0 0
58015 | Blustream IP-BRIDGE | Blustream IP-BRIDGE | Blustream IP-BRIDGE | Blustream IP-BRIDGE | 128 | 0 | FALSE | V1.1 |  |  |  | FALSE | 0 0 0
58016 | HDL-ON | HDL-ON | HDL-ON | HDL-ON | 0 | 0 | FALSE | V1.1 |  |  |  | FALSE | 0 0 0
58017 | Xiao bai | Xiao bai | Xiao bai | Xiao bai | 0 | 0 | FALSE | V1.1 |  |  |  | FALSE | 0 0 0
58018 | HDL-HAIKE | HDL-HAIKE | 海克传感器 | HAIKE | 128 | 0 | FALSE | V1.1 |  |  |  | FALSE | 0 0 0
58019 | HDL-YueXiu | HDL-YueXiu | 越秀服务器 | Yuexiu Server | 0 | 0 | FALSE | V1.1 |  |  |  | FALSE | 0 0 0
58020 | HDL-YiBao | HDL-YiBao | 广州易宝 | YiBao Guangzhou | 0 | 0 | FALSE | V1.1 |  |  |  | FALSE | 0 0 0
58021 | HDL-MinXian | HDL-MinXian | 广州敏贤 | MinXian Guangzhou | 0 | 0 | FALSE | V1.1 |  |  |  | FALSE | 0 0 0
58022 | HDL-XinPuDa | HDL-XinPuDa | 广西新普达科技有限公司 | XinPuDa Guangxi | 0 | 0 | FALSE | V1.1 |  |  |  | FALSE | 0 0 0
58023 | HDL-BJGateway | HDL-BJGateway | 北京银行智能终端(2018 12 11 钟志华北京银行) | Beijing Bank Server Box | 0 | 0 | FALSE | V1.1 |  |  |  | FALSE | 0 0 0
58024 | HDL-XiAnWulian | HDL-XiAnWulian | 西安联启物联智能系统(2018 12 11 黄大华智能大棚) | Xi An wu lian | 0 | 0 | FALSE | V1.1 |  |  |  | FALSE | 0 0 0
59001 | HDL-IRACC | HDL-IRACC | HDL-IRACC | HDL-IRACC | 128 | 0 | FALSE | V1.1 |  |  |  | FALSE | 0 0 0
59002 | HDL-IRACC | HDL-IRACC | HDL-IRACC | HDL-IRACC | 128 | 0 | FALSE | V1.1 |  |  |  | FALSE | 0 0 0
60000 | Server | Server | Server | Server | 0 | 0 | FALSE | V1.1 |  |  |  | FALSE | 0 0 0
65498 | Blooder | Blooder |  |  | 0 | 0 | FALSE | V1.1 |  |  |  | FALSE | 0 0 0
65499 | Blooder | Blooder |  |  | 0 | 0 | FALSE | V1.1 |  |  |  | FALSE | 0 0 0
65500 | Modbus | Modbus | 转换器(保加利亚) |  | 0 | 0 | FALSE | V1.1 |  |  |  | FALSE | 0 0 0
65501 | HDL-DiiVA | SB-DiiVA | DiiVA MXM视频矩阵控制器 | DiiVA MXM controller | 0 | 21 | FALSE | V1.1 |  |  |  | FALSE | 0 0 0
65532 |  |  | 芯片烧录(device type =0xFFFC sub id = 0xFE dev id =0xFE ip port=6000 ip =192.168.10.251 mast ip= 192.168.10.1)十寸触摸屏设备类型 | TouchLife | 0 | 0 | FALSE | V1.1 |  |  |  | FALSE | 0 0 0
65534 |  |  | PC （59000开始给第三方对接，方便查询问题来源与出处） | PC | 0 | 10 | FALSE | V1.1 |  |  |  | FALSE | 0 0 0